## P.O.
Planilha Orçamentária
OBJETO | REFORMA DE PRÉDIO PARA IMPLANTAÇÃO DE UMA CRECHE MUNICIPAL NO BAIRRO CAPELA DO JACÚ
ENDEREÇO | Bairro Capela do Jacú - Lavrinhas /SP
Referência de Preço - 1: SINAPI - 08/2022 - Não Desonerado |  |  |  | Versão: | A1 | Data do Orçamento: |  | 2022-10-24
Referência de Preço - 2: CDHU - Boletim 187 - Não Desonerado
Referência de Preço - 4: SIURB-EDIF - 01/2022 - Não Desonerado
BDI: 22,47 %
ITEM | REFERÊNCIA | CÓDIGO | DESCRIÇÃO | UNIDADE | QUANTIDADE | CUSTO UNITÁRIO (R$) | PREÇO UNITÁRIO (R$) C/ BDI | PREÇO TOTAL (R$)
1 | SERVIÇOS PRELIMINARES |  | SERVIÇOS PRELIMINARES |  |  |  |  | 44974.83
1.1 | CDHU | 02.08.020 | Placa de identificação para obra | M2 | 4.5 | 881.19 | 1079.19 | 4856.36
1.2 | CDHU | 02.02.150 | Locação de container tipo depósito - área mínima de 13,80 m² | UNMES | 3 | 748.93 | 917.21 | 2751.63
1.3 | CDHU | 03.02.040 | Demolição manual de alvenaria de elevação ou elemento vazado, incluindo revestimento | M3 | 8.48 | 77.88 | 95.38 | 808.82
1.4 | CDHU | 04.08.020 | Retirada de folha de esquadria em madeira | UN | 11 | 21.59 | 26.44 | 290.84
1.5 | CDHU | 04.08.060 | Retirada de batente com guarnição e peças lineares em madeira, chumbados | M | 54.7 | 12.95 | 15.86 | 867.54
1.6 | CDHU | 04.10.060 | Retirada de dobradiça | UN | 33 | 2.37 | 2.9 | 95.7
1.7 | CDHU | 04.09.020 | Retirada de esquadria metálica em geral | M2 | 24.48 | 30.21 | 37 | 905.76
1.8 | SINAPI | 97663 | REMOÇÃO DE LOUÇAS, DE FORMA MANUAL, SEM REAPROVEITAMENTO. AF_12/2017 | UN | 7 | 14.43 | 17.67 | 123.69
1.9 | CDHU | 04.11.140 | Retirada de sifão ou metais sanitários diversos | UN | 7 | 11.36 | 13.91 | 97.37
1.10 | CDHU | 03.10.140 | Remoção de pintura em massa com lixamento | M2 | 924.13 | 6.04 | 7.4 | 6838.56
1.11 | CDHU | 04.17.020 | Remoção de aparelho de iluminação ou projetor fixo em teto, piso ou parede | UN | 12 | 19.15 | 23.45 | 281.4
1.12 | SINAPI | 97634 | DEMOLIÇÃO DE REVESTIMENTO CERÂMICO, DE FORMA MECANIZADA COM MARTELETE, SEM REAPROVEITAMENTO. AF_12/2017 | M2 | 221.5 | 13.77 | 16.86 | 3734.49
1.13 | CDHU | 03.01.200 | Demolição mecanizada de concreto armado, inclusive fragmentação, carregamento, transporte até 1 quilômetro e descarregamento | M3 | 9.32 | 584.87 | 716.29 | 6675.82
1.14 | CDHU | 04.19.120 | Remoção de interruptores, tomadas, botão de campainha ou cigarra | UN | 28 | 19.15 | 23.45 | 656.6
1.15 | CDHU | 04.03.020 | Retirada de telhamento em barro | M2 | 392.19 | 15.58 | 19.08 | 7482.99
1.16 | CDHU | 03.08.040 | Demolição manual de forro qualquer, inclusive sistema de fixação/tarugamento | M2 | 91.65 | 5.84 | 7.15 | 655.3
1.17 | CDHU | 05.07.050 | Remoção de entulho de obra com caçamba metálica - material volumoso e misturado por alvenaria, terra, madeira, papel, plástico e metal | M3 | 50.78 | 122.34 | 149.83 | 7608.37
1.18 | CDHU | 07.01.020 | Escavação e carga mecanizada em solo de 1ª categoria, em campo aberto | M3 | 11.49 | 17.31 | 21.2 | 243.59
1.19 |  |  | #REF! | #REF! | #REF! | #REF! | #REF! | #REF!
1.20 |  |  | #REF! | #REF! | #REF! | #REF! | #REF! | #REF!
1.21 |  |  | #REF! | #REF! | #REF! | #REF! | #REF! | #REF!
1.22 |  |  | #REF! | #REF! | #REF! | #REF! | #REF! | #REF!
1.23 |  |  | #REF! | #REF! | #REF! | #REF! | #REF! | #REF!
1.24 |  |  | #REF! | #REF! | #REF! | #REF! | #REF! | #REF!
1.25 |  |  | #REF! | #REF! | #REF! | #REF! | #REF! | #REF!
1.26 |  |  | #REF! | #REF! | #REF! | #REF! | #REF! | #REF!
1.27 |  |  | #REF! | #REF! | #REF! | #REF! | #REF! | #REF!
1.28 |  |  | #REF! | #REF! | #REF! | #REF! | #REF! | #REF!
1.29 |  |  | #REF! | #REF! | #REF! | #REF! | #REF! | #REF!
1.30 |  |  | #REF! | #REF! | #REF! | #REF! | #REF! | #REF!
1.31 |  |  | #REF! | #REF! | #REF! | #REF! | #REF! | #REF!
1.32 |  |  | #REF! | #REF! | #REF! | #REF! | #REF! | #REF!
1.33 |  |  | #REF! | #REF! | #REF! | #REF! | #REF! | #REF!
1.34 |  |  | #REF! | #REF! | #REF! | #REF! | #REF! | #REF!
1.35 |  |  | #REF! | #REF! | #REF! | #REF! | #REF! | #REF!
1.36 |  |  | #REF! | #REF! | #REF! | #REF! | #REF! | #REF!
1.37 |  |  | #REF! | #REF! | #REF! | #REF! | #REF! | #REF!
1.38 |  |  | #REF! | #REF! | #REF! | #REF! | #REF! | #REF!
1.39 |  |  | #REF! | #REF! | #REF! | #REF! | #REF! | #REF!
1.40 |  |  | #REF! | #REF! | #REF! | #REF! | #REF! | #REF!
1.41 |  |  | #REF! | #REF! | #REF! | #REF! | #REF! | #REF!
1.42 |  |  | #REF! | #REF! | #REF! | #REF! | #REF! | #REF!
1.43 |  |  | #REF! | #REF! | #REF! | #REF! | #REF! | #REF!
1.44 |  |  | #REF! | #REF! | #REF! | #REF! | #REF! | #REF!
1.45 |  |  | #REF! | #REF! | #REF! | #REF! | #REF! | #REF!
1.46 |  |  | #REF! | #REF! | #REF! | #REF! | #REF! | #REF!
1.47 |  |  | #REF! | #REF! | #REF! | #REF! | #REF! | #REF!
1.48 |  |  | #REF! | #REF! | #REF! | #REF! | #REF! | #REF!
1.49 |  |  | #REF! | #REF! | #REF! | #REF! | #REF! | #REF!
1.50 |  |  | #REF! | #REF! | #REF! | #REF! | #REF! | #REF!
1.51 |  |  | #REF! | #REF! | #REF! | #REF! | #REF! | #REF!
1.52 |  |  | #REF! | #REF! | #REF! | #REF! | #REF! | #REF!
1.53 |  |  | #REF! | #REF! | #REF! | #REF! | #REF! | #REF!
1.54 |  |  | #REF! | #REF! | #REF! | #REF! | #REF! | #REF!
1.55 |  |  | #REF! | #REF! | #REF! | #REF! | #REF! | #REF!
1.56 |  |  | #REF! | #REF! | #REF! | #REF! | #REF! | #REF!
1.57 |  |  | #REF! | #REF! | #REF! | #REF! | #REF! | #REF!
1.58 |  |  | #REF! | #REF! | #REF! | #REF! | #REF! | #REF!
1.59 |  |  | #REF! | #REF! | #REF! | #REF! | #REF! | #REF!
1.60 |  |  | #REF! | #REF! | #REF! | #REF! | #REF! | #REF!
1.61 |  |  | #REF! | #REF! | #REF! | #REF! | #REF! | #REF!
1.62 |  |  | #REF! | #REF! | #REF! | #REF! | #REF! | #REF!
1.63 |  |  | #REF! | #REF! | #REF! | #REF! | #REF! | #REF!
1.64 |  |  | #REF! | #REF! | #REF! | #REF! | #REF! | #REF!
1.65 |  |  | #REF! | #REF! | #REF! | #REF! | #REF! | #REF!
1.66 |  |  | #REF! | #REF! | #REF! | #REF! | #REF! | #REF!
1.67 |  |  | #REF! | #REF! | #REF! | #REF! | #REF! | #REF!
1.68 |  |  | #REF! | #REF! | #REF! | #REF! | #REF! | #REF!
1.69 |  |  | #REF! | #REF! | #REF! | #REF! | #REF! | #REF!
1.70 |  |  | #REF! | #REF! | #REF! | #REF! | #REF! | #REF!
1.71 |  |  | #REF! | #REF! | #REF! | #REF! | #REF! | #REF!
1.72 |  |  | #REF! | #REF! | #REF! | #REF! | #REF! | #REF!
1.73 |  |  | #REF! | #REF! | #REF! | #REF! | #REF! | #REF!
1.74 |  |  | #REF! | #REF! | #REF! | #REF! | #REF! | #REF!
1.75 |  |  | #REF! | #REF! | #REF! | #REF! | #REF! | #REF!
1.76 |  |  | #REF! | #REF! | #REF! | #REF! | #REF! | #REF!
1.77 |  |  | #REF! | #REF! | #REF! | #REF! | #REF! | #REF!
1.78 |  |  | #REF! | #REF! | #REF! | #REF! | #REF! | #REF!
1.79 |  |  | #REF! | #REF! | #REF! | #REF! | #REF! | #REF!
1.80 |  |  | #REF! | #REF! | #REF! | #REF! | #REF! | #REF!
1.81 |  |  | #REF! | #REF! | #REF! | #REF! | #REF! | #REF!
1.82 |  |  | #REF! | #REF! | #REF! | #REF! | #REF! | #REF!
SERVIÇOS PRELIMINARES
2 | ÁREA EXTERNA, RAMPA, ALVENARIA E VEDAÇÃO |  | ÁREA EXTERNA, RAMPA, ALVENARIA E VEDAÇÃO |  |  |  |  | 33482.31
2.1 | CDHU | 14.10.111 | Alvenaria de bloco de concreto de vedação de 14 x 19 x 39 cm - classe C | M2 | 89.49 | 79.19 | 96.98 | 8678.74
2.2 | CDHU | 17.02.020 | Chapisco | M2 | 158.83 | 6.9 | 8.45 | 1342.11
2.3 | CDHU | 17.02.140 | Emboço desempenado com espuma de poliéster | M2 | 158.83 | 26.31 | 32.22 | 5117.5
2.4 | CDHU | 17.02.220 | Reboco | M2 | 101.16 | 12.68 | 15.53 | 1571.01
2.5 | CDHU | 14.30.010 | Divisória em placas de granito com espessura de 3 cm | M2 | 8.82 | 922.75 | 1130.09 | 9967.39
2.6 |  |  | #REF! | #REF! | #REF! | #REF! | #REF! | #REF!
2.7 |  |  | #REF! | #REF! | #REF! | #REF! | #REF! | #REF!
2.8 |  |  | #REF! | #REF! | #REF! | #REF! | #REF! | #REF!
2.9 |  |  | #REF! | #REF! | #REF! | #REF! | #REF! | #REF!
2.10 |  |  | #REF! | #REF! | #REF! | #REF! | #REF! | #REF!
2.11 |  |  | #REF! | #REF! | #REF! | #REF! | #REF! | #REF!
2.12 |  |  | #REF! | #REF! | #REF! | #REF! | #REF! | #REF!
2.13 |  |  | #REF! | #REF! | #REF! | #REF! | #REF! | #REF!
2.14 |  |  | #REF! | #REF! | #REF! | #REF! | #REF! | #REF!
2.15 |  |  | #REF! | #REF! | #REF! | #REF! | #REF! | #REF!
2.16 |  |  | #REF! | #REF! | #REF! | #REF! | #REF! | #REF!
2.17 |  |  | #REF! | #REF! | #REF! | #REF! | #REF! | #REF!
2.18 |  |  | #REF! | #REF! | #REF! | #REF! | #REF! | #REF!
2.19 |  |  | #REF! | #REF! | #REF! | #REF! | #REF! | #REF!
2.20 |  |  | #REF! | #REF! | #REF! | #REF! | #REF! | #REF!
2.21 |  |  | #REF! | #REF! | #REF! | #REF! | #REF! | #REF!
2.22 |  |  | #REF! | #REF! | #REF! | #REF! | #REF! | #REF!
2.23 |  |  | #REF! | #REF! | #REF! | #REF! | #REF! | #REF!
2.24 |  |  | #REF! | #REF! | #REF! | #REF! | #REF! | #REF!
2.25 |  |  | #REF! | #REF! | #REF! | #REF! | #REF! | #REF!
2.26 |  |  | #REF! | #REF! | #REF! | #REF! | #REF! | #REF!
2.27 |  |  | #REF! | #REF! | #REF! | #REF! | #REF! | #REF!
2.28 |  |  | #REF! | #REF! | #REF! | #REF! | #REF! | #REF!
2.29 |  |  | #REF! | #REF! | #REF! | #REF! | #REF! | #REF!
2.30 |  |  | #REF! | #REF! | #REF! | #REF! | #REF! | #REF!
2.31 |  |  | #REF! | #REF! | #REF! | #REF! | #REF! | #REF!
2.32 |  |  | #REF! | #REF! | #REF! | #REF! | #REF! | #REF!
2.33 |  |  | #REF! | #REF! | #REF! | #REF! | #REF! | #REF!
2.34 |  |  | #REF! | #REF! | #REF! | #REF! | #REF! | #REF!
2.35 |  |  | #REF! | #REF! | #REF! | #REF! | #REF! | #REF!
2.36 |  |  | #REF! | #REF! | #REF! | #REF! | #REF! | #REF!
2.37 |  |  | #REF! | #REF! | #REF! | #REF! | #REF! | #REF!
2.38 |  |  | #REF! | #REF! | #REF! | #REF! | #REF! | #REF!
2.39 |  |  | #REF! | #REF! | #REF! | #REF! | #REF! | #REF!
2.40 |  |  | #REF! | #REF! | #REF! | #REF! | #REF! | #REF!
2.41 |  |  | #REF! | #REF! | #REF! | #REF! | #REF! | #REF!
2.42 |  |  | #REF! | #REF! | #REF! | #REF! | #REF! | #REF!
2.43 |  |  | #REF! | #REF! | #REF! | #REF! | #REF! | #REF!
2.44 |  |  | #REF! | #REF! | #REF! | #REF! | #REF! | #REF!
2.45 |  |  | #REF! | #REF! | #REF! | #REF! | #REF! | #REF!
2.46 |  |  | #REF! | #REF! | #REF! | #REF! | #REF! | #REF!
2.47 |  |  | #REF! | #REF! | #REF! | #REF! | #REF! | #REF!
2.48 |  |  | #REF! | #REF! | #REF! | #REF! | #REF! | #REF!
2.49 |  |  | #REF! | #REF! | #REF! | #REF! | #REF! | #REF!
2.50 |  |  | #REF! | #REF! | #REF! | #REF! | #REF! | #REF!
2.51 |  |  | #REF! | #REF! | #REF! | #REF! | #REF! | #REF!
2.52 |  |  | #REF! | #REF! | #REF! | #REF! | #REF! | #REF!
2.53 |  |  | #REF! | #REF! | #REF! | #REF! | #REF! | #REF!
2.54 |  |  | #REF! | #REF! | #REF! | #REF! | #REF! | #REF!
2.55 |  |  | #REF! | #REF! | #REF! | #REF! | #REF! | #REF!
2.56 |  |  | #REF! | #REF! | #REF! | #REF! | #REF! | #REF!
2.57 |  |  | #REF! | #REF! | #REF! | #REF! | #REF! | #REF!
2.58 |  |  | #REF! | #REF! | #REF! | #REF! | #REF! | #REF!
2.59 |  |  | #REF! | #REF! | #REF! | #REF! | #REF! | #REF!
2.60 |  |  | #REF! | #REF! | #REF! | #REF! | #REF! | #REF!
2.61 |  |  | #REF! | #REF! | #REF! | #REF! | #REF! | #REF!
2.62 |  |  | #REF! | #REF! | #REF! | #REF! | #REF! | #REF!
2.63 |  |  | #REF! | #REF! | #REF! | #REF! | #REF! | #REF!
2.64 |  |  | #REF! | #REF! | #REF! | #REF! | #REF! | #REF!
2.65 |  |  | #REF! | #REF! | #REF! | #REF! | #REF! | #REF!
2.66 |  |  | #REF! | #REF! | #REF! | #REF! | #REF! | #REF!
2.67 |  |  | #REF! | #REF! | #REF! | #REF! | #REF! | #REF!
2.68 |  |  | #REF! | #REF! | #REF! | #REF! | #REF! | #REF!
2.69 |  |  | #REF! | #REF! | #REF! | #REF! | #REF! | #REF!
2.70 |  |  | #REF! | #REF! | #REF! | #REF! | #REF! | #REF!
2.71 |  |  | #REF! | #REF! | #REF! | #REF! | #REF! | #REF!
2.72 |  |  | #REF! | #REF! | #REF! | #REF! | #REF! | #REF!
2.73 |  |  | #REF! | #REF! | #REF! | #REF! | #REF! | #REF!
2.74 |  |  | #REF! | #REF! | #REF! | #REF! | #REF! | #REF!
2.75 |  |  | #REF! | #REF! | #REF! | #REF! | #REF! | #REF!
2.76 |  |  | #REF! | #REF! | #REF! | #REF! | #REF! | #REF!
2.77 |  |  | #REF! | #REF! | #REF! | #REF! | #REF! | #REF!
2.78 |  |  | #REF! | #REF! | #REF! | #REF! | #REF! | #REF!
2.79 |  |  | #REF! | #REF! | #REF! | #REF! | #REF! | #REF!
2.80 |  |  | #REF! | #REF! | #REF! | #REF! | #REF! | #REF!
2.81 |  |  | #REF! | #REF! | #REF! | #REF! | #REF! | #REF!
2.82 |  |  | #REF! | #REF! | #REF! | #REF! | #REF! | #REF!
2.83 |  |  | #REF! | #REF! | #REF! | #REF! | #REF! | #REF!
2.84 |  |  | #REF! | #REF! | #REF! | #REF! | #REF! | #REF!
2.85 |  |  | #REF! | #REF! | #REF! | #REF! | #REF! | #REF!
2.86 |  |  | #REF! | #REF! | #REF! | #REF! | #REF! | #REF!
2.87 |  |  | #REF! | #REF! | #REF! | #REF! | #REF! | #REF!
2.88 |  |  | #REF! | #REF! | #REF! | #REF! | #REF! | #REF!
2.89 |  |  | #REF! | #REF! | #REF! | #REF! | #REF! | #REF!
2.90 |  |  | #REF! | #REF! | #REF! | #REF! | #REF! | #REF!
2.91 |  |  | #REF! | #REF! | #REF! | #REF! | #REF! | #REF!
2.92 |  |  | #REF! | #REF! | #REF! | #REF! | #REF! | #REF!
2.93 | CDHU | 11.18.040 | Lastro de pedra britada | M3 | 3.83 | 164.51 | 201.48 | 771.67
2.94 | CDHU | 12.01.021 | Broca em concreto armado diâmetro de 20 cm - completa | M | 6.5 | 63.61 | 77.9 | 506.35
2.95 | CDHU | 14.11.261 | Alvenaria de bloco de concreto estrutural 14 x 19 x 39 cm - classe A | M2 | 4.07 | 109.14 | 133.66 | 544
2.96 | SIURB-EDIF | 10305 | FORNECIMENTO DE TERRA, INCLUSIVE CORTE, CARGA, DESCARGA E TRANSPORTE ATÉ 1KM | M3 | 4.13 | 26.69 | 32.69 | 135.01
2.97 | CDHU | 06.12.020 | Aterro manual apiloado de área interna com maço de 30 kg | M3 | 4.13 | 60.14 | 73.65 | 304.17
2.98 | CDHU | 11.01.100 | Concreto usinado, fck = 20 MPa | M3 | 8.74 | 424.55 | 519.95 | 4544.36
ÁREA EXTERNA, RAMPA, ALVENARIA E VEDAÇÃO
3 | REVESTIMENTOS, PISOS E FORROS |  | REVESTIMENTOS, PISOS E FORROS |  |  |  |  | 138115.26
3.1 | SINAPI | 88489 | APLICAÇÃO MANUAL DE PINTURA COM TINTA LÁTEX ACRÍLICA EM PAREDES, DUAS DEMÃOS. AF_06/2014 | M2 | 969.47 | 16.74 | 20.5 | 19874.14
3.2 | SINAPI | 88488 | APLICAÇÃO MANUAL DE PINTURA COM TINTA LÁTEX ACRÍLICA EM TETO, DUAS DEMÃOS. AF_06/2014 | M2 | 46.63 | 19.1 | 23.39 | 1090.68
3.3 | SINAPI | 87260 | REVESTIMENTO CERÂMICO PARA PISO COM PLACAS TIPO PORCELANATO DE DIMENSÕES 45X45 CM APLICADA EM AMBIENTES DE ÁREA MAIOR QUE 10 M². AF_06/2014 | M2 | 188.52 | 142.24 | 174.2 | 32840.18
3.4 | SINAPI | 87274 | REVESTIMENTO CERÂMICO PARA PAREDES INTERNAS COM PLACAS TIPO ESMALTADA EXTRA DE DIMENSÕES 33X45 CM APLICADAS EM AMBIENTES DE ÁREA MENOR QUE 5 M² A MEIA ALTURA DAS PAREDES. AF_06/2014 | M2 | 144.11 | 85.82 | 105.1 | 15145.96
3.5 | CDHU | 32.07.090 | Junta de dilatação ou vedação com mastique de silicone, 1,0 x 0,5 cm - inclusive guia de apoio em polietileno | M | 197.6 | 9.08 | 11.12 | 2197.31
3.6 | CDHU | 19.01.062 | Peitoril e/ou soleira em granito, espessura de 2 cm e largura até 20 cm, acabamento polido | M | 44.4 | 154.22 | 188.87 | 8385.83
3.7 | SINAPI | 101727 | PISO VINÍLICO SEMI-FLEXÍVEL EM PLACAS, PADRÃO LISO, ESPESSURA 3,2 MM, FIXADO COM COLA. AF_09/2020 | M2 | 143.31 | 186.18 | 228.01 | 32676.11
3.8 | CDHU | 34.02.100 | Plantio de grama esmeralda em placas (jardins e canteiros) | M2 | 63.87 | 14.6 | 17.88 | 1142
3.9 | SINAPI | 96486 | FORRO DE PVC, LISO, PARA AMBIENTES COMERCIAIS, INCLUSIVE ESTRUTURA DE FIXAÇÃO. AF_05/2017_P | M2 | 163.69 | 82.05 | 100.49 | 16449.21
3.10 | CDHU | 44.02.062 | Tampo/bancada em granito, com frontão, espessura de 2 cm, acabamento polido | M2 | 8.84 | 767.93 | 940.48 | 8313.84
3.11 |  |  | #REF! | #REF! | #REF! | #REF! | #REF! | #REF!
3.12 |  |  | #REF! | #REF! | #REF! | #REF! | #REF! | #REF!
3.13 |  |  | #REF! | #REF! | #REF! | #REF! | #REF! | #REF!
3.14 |  |  | #REF! | #REF! | #REF! | #REF! | #REF! | #REF!
3.15 |  |  | #REF! | #REF! | #REF! | #REF! | #REF! | #REF!
3.16 |  |  | #REF! | #REF! | #REF! | #REF! | #REF! | #REF!
3.17 |  |  | #REF! | #REF! | #REF! | #REF! | #REF! | #REF!
3.18 |  |  | #REF! | #REF! | #REF! | #REF! | #REF! | #REF!
3.19 |  |  | #REF! | #REF! | #REF! | #REF! | #REF! | #REF!
3.20 |  |  | #REF! | #REF! | #REF! | #REF! | #REF! | #REF!
3.21 |  |  | #REF! | #REF! | #REF! | #REF! | #REF! | #REF!
3.22 |  |  | #REF! | #REF! | #REF! | #REF! | #REF! | #REF!
3.23 |  |  | #REF! | #REF! | #REF! | #REF! | #REF! | #REF!
3.24 |  |  | #REF! | #REF! | #REF! | #REF! | #REF! | #REF!
3.25 |  |  | #REF! | #REF! | #REF! | #REF! | #REF! | #REF!
3.26 |  |  | #REF! | #REF! | #REF! | #REF! | #REF! | #REF!
3.27 |  |  | #REF! | #REF! | #REF! | #REF! | #REF! | #REF!
3.28 |  |  | #REF! | #REF! | #REF! | #REF! | #REF! | #REF!
3.29 |  |  | #REF! | #REF! | #REF! | #REF! | #REF! | #REF!
3.30 |  |  | #REF! | #REF! | #REF! | #REF! | #REF! | #REF!
3.31 |  |  | #REF! | #REF! | #REF! | #REF! | #REF! | #REF!
3.32 |  |  | #REF! | #REF! | #REF! | #REF! | #REF! | #REF!
3.33 |  |  | #REF! | #REF! | #REF! | #REF! | #REF! | #REF!
3.34 |  |  | #REF! | #REF! | #REF! | #REF! | #REF! | #REF!
3.35 |  |  | #REF! | #REF! | #REF! | #REF! | #REF! | #REF!
3.36 |  |  | #REF! | #REF! | #REF! | #REF! | #REF! | #REF!
3.37 |  |  | #REF! | #REF! | #REF! | #REF! | #REF! | #REF!
3.38 |  |  | #REF! | #REF! | #REF! | #REF! | #REF! | #REF!
3.39 |  |  | #REF! | #REF! | #REF! | #REF! | #REF! | #REF!
3.40 |  |  | #REF! | #REF! | #REF! | #REF! | #REF! | #REF!
3.41 |  |  | #REF! | #REF! | #REF! | #REF! | #REF! | #REF!
3.42 |  |  | #REF! | #REF! | #REF! | #REF! | #REF! | #REF!
3.43 |  |  | #REF! | #REF! | #REF! | #REF! | #REF! | #REF!
3.44 |  |  | #REF! | #REF! | #REF! | #REF! | #REF! | #REF!
3.45 |  |  | #REF! | #REF! | #REF! | #REF! | #REF! | #REF!
3.46 |  |  | #REF! | #REF! | #REF! | #REF! | #REF! | #REF!
3.47 |  |  | #REF! | #REF! | #REF! | #REF! | #REF! | #REF!
3.48 |  |  | #REF! | #REF! | #REF! | #REF! | #REF! | #REF!
3.49 |  |  | #REF! | #REF! | #REF! | #REF! | #REF! | #REF!
3.50 |  |  | #REF! | #REF! | #REF! | #REF! | #REF! | #REF!
3.51 |  |  | #REF! | #REF! | #REF! | #REF! | #REF! | #REF!
3.52 |  |  | #REF! | #REF! | #REF! | #REF! | #REF! | #REF!
3.53 |  |  | #REF! | #REF! | #REF! | #REF! | #REF! | #REF!
3.54 |  |  | #REF! | #REF! | #REF! | #REF! | #REF! | #REF!
3.55 |  |  | #REF! | #REF! | #REF! | #REF! | #REF! | #REF!
3.56 |  |  | #REF! | #REF! | #REF! | #REF! | #REF! | #REF!
3.57 |  |  | #REF! | #REF! | #REF! | #REF! | #REF! | #REF!
3.58 |  |  | #REF! | #REF! | #REF! | #REF! | #REF! | #REF!
3.59 |  |  | #REF! | #REF! | #REF! | #REF! | #REF! | #REF!
3.60 |  |  | #REF! | #REF! | #REF! | #REF! | #REF! | #REF!
3.61 |  |  | #REF! | #REF! | #REF! | #REF! | #REF! | #REF!
3.62 |  |  | #REF! | #REF! | #REF! | #REF! | #REF! | #REF!
3.63 |  |  | #REF! | #REF! | #REF! | #REF! | #REF! | #REF!
3.64 |  |  | #REF! | #REF! | #REF! | #REF! | #REF! | #REF!
3.65 |  |  | #REF! | #REF! | #REF! | #REF! | #REF! | #REF!
3.66 |  |  | #REF! | #REF! | #REF! | #REF! | #REF! | #REF!
3.67 |  |  | #REF! | #REF! | #REF! | #REF! | #REF! | #REF!
3.68 |  |  | #REF! | #REF! | #REF! | #REF! | #REF! | #REF!
3.69 |  |  | #REF! | #REF! | #REF! | #REF! | #REF! | #REF!
3.70 |  |  | #REF! | #REF! | #REF! | #REF! | #REF! | #REF!
3.71 |  |  | #REF! | #REF! | #REF! | #REF! | #REF! | #REF!
3.72 |  |  | #REF! | #REF! | #REF! | #REF! | #REF! | #REF!
3.73 |  |  | #REF! | #REF! | #REF! | #REF! | #REF! | #REF!
3.74 |  |  | #REF! | #REF! | #REF! | #REF! | #REF! | #REF!
3.75 |  |  | #REF! | #REF! | #REF! | #REF! | #REF! | #REF!
3.76 |  |  | #REF! | #REF! | #REF! | #REF! | #REF! | #REF!
3.77 |  |  | #REF! | #REF! | #REF! | #REF! | #REF! | #REF!
3.78 |  |  | #REF! | #REF! | #REF! | #REF! | #REF! | #REF!
3.79 |  |  | #REF! | #REF! | #REF! | #REF! | #REF! | #REF!
3.80 |  |  | #REF! | #REF! | #REF! | #REF! | #REF! | #REF!
3.81 |  |  | #REF! | #REF! | #REF! | #REF! | #REF! | #REF!
3.82 |  |  | #REF! | #REF! | #REF! | #REF! | #REF! | #REF!
3.83 |  |  | #REF! | #REF! | #REF! | #REF! | #REF! | #REF!
3.84 |  |  | #REF! | #REF! | #REF! | #REF! | #REF! | #REF!
3.85 |  |  | #REF! | #REF! | #REF! | #REF! | #REF! | #REF!
3.86 |  |  | #REF! | #REF! | #REF! | #REF! | #REF! | #REF!
3.87 |  |  | #REF! | #REF! | #REF! | #REF! | #REF! | #REF!
3.88 |  |  | #REF! | #REF! | #REF! | #REF! | #REF! | #REF!
3.89 |  |  | #REF! | #REF! | #REF! | #REF! | #REF! | #REF!
3.90 |  |  | #REF! | #REF! | #REF! | #REF! | #REF! | #REF!
3.91 |  |  | #REF! | #REF! | #REF! | #REF! | #REF! | #REF!
3.92 |  |  | #REF! | #REF! | #REF! | #REF! | #REF! | #REF!
3.93 |  |  | #REF! | #REF! | #REF! | #REF! | #REF! | #REF!
3.94 |  |  | #REF! | #REF! | #REF! | #REF! | #REF! | #REF!
3.95 |  |  | #REF! | #REF! | #REF! | #REF! | #REF! | #REF!
3.96 |  |  | #REF! | #REF! | #REF! | #REF! | #REF! | #REF!
3.97 |  |  | #REF! | #REF! | #REF! | #REF! | #REF! | #REF!
3.98 |  |  | #REF! | #REF! | #REF! | #REF! | #REF! | #REF!
REVESTIMENTOS, PISOS E FORROS
4 | ESQUADRIAS |  | ESQUADRIAS |  |  |  |  | 61640.94
4.1 | CDHU | 23.09.040 | Porta lisa com batente madeira - 80 x 210 cm | UN | 8 | 634.58 | 777.17 | 6217.36
4.2 | SINAPI | 100702 | PORTA DE CORRER DE ALUMÍNIO, COM DUAS FOLHAS PARA VIDRO, INCLUSO VIDRO LISO INCOLOR, FECHADURA E PUXADOR, SEM ALIZAR. AF_12/2019 | M2 | 29.4 | 442.48 | 541.91 | 15932.15
4.3 | CDHU | 25.01.520 | Caixilho em alumínio anodizado maxim-ar, sob medida - bronze/preto | M2 | 2.28 | 1072.05 | 1312.94 | 2993.5
4.4 | SINAPI | 94570 | JANELA DE ALUMÍNIO DE CORRER COM 2 FOLHAS PARA VIDROS, COM VIDROS, BATENTE, ACABAMENTO COM ACETATO OU BRILHANTE E FERRAGENS. EXCLUSIVE ALIZAR E CONTRAMARCO. FORNECIMENTO E INSTALAÇÃO. AF_12/2019 | M2 | 22.2 | 325.41 | 398.53 | 8847.37
4.5 | CDHU | 26.02.060 | Vidro temperado incolor de 10 mm | M2 | 24.48 | 303.53 | 371.73 | 9099.95
4.6 | CDHU | 23.09.050 | Porta lisa com batente madeira - 90 x 210 cm | UN | 6 | 662.12 | 810.9 | 4865.4
4.7 | CDHU | 34.05.310 | Gradil de ferro perfilado, tipo parque | M2 | 9.89 | 622.42 | 762.28 | 7538.95
4.8 | CDHU | 24.02.100 | Portão tubular em tela de aço galvanizado até 2,50 m de altura, completo | M2 | 4 | 723.85 | 886.5 | 3546
4.9 | CDHU | 23.08.242 | Porta lisa de correr suspensa em madeira com batente | M2 | 4.2 | 505.52 | 619.11 | 2600.26
4.10 |  |  | #REF! | #REF! | #REF! | #REF! | #REF! | #REF!
4.11 |  |  | #REF! | #REF! | #REF! | #REF! | #REF! | #REF!
4.12 |  |  | #REF! | #REF! | #REF! | #REF! | #REF! | #REF!
4.13 |  |  | #REF! | #REF! | #REF! | #REF! | #REF! | #REF!
4.14 |  |  | #REF! | #REF! | #REF! | #REF! | #REF! | #REF!
4.15 |  |  | #REF! | #REF! | #REF! | #REF! | #REF! | #REF!
4.16 |  |  | #REF! | #REF! | #REF! | #REF! | #REF! | #REF!
4.17 |  |  | #REF! | #REF! | #REF! | #REF! | #REF! | #REF!
4.18 |  |  | #REF! | #REF! | #REF! | #REF! | #REF! | #REF!
4.19 |  |  | #REF! | #REF! | #REF! | #REF! | #REF! | #REF!
4.20 |  |  | #REF! | #REF! | #REF! | #REF! | #REF! | #REF!
4.21 |  |  | #REF! | #REF! | #REF! | #REF! | #REF! | #REF!
4.22 |  |  | #REF! | #REF! | #REF! | #REF! | #REF! | #REF!
4.23 |  |  | #REF! | #REF! | #REF! | #REF! | #REF! | #REF!
4.24 |  |  | #REF! | #REF! | #REF! | #REF! | #REF! | #REF!
4.25 |  |  | #REF! | #REF! | #REF! | #REF! | #REF! | #REF!
4.26 |  |  | #REF! | #REF! | #REF! | #REF! | #REF! | #REF!
4.27 |  |  | #REF! | #REF! | #REF! | #REF! | #REF! | #REF!
4.28 |  |  | #REF! | #REF! | #REF! | #REF! | #REF! | #REF!
4.29 |  |  | #REF! | #REF! | #REF! | #REF! | #REF! | #REF!
4.30 |  |  | #REF! | #REF! | #REF! | #REF! | #REF! | #REF!
4.31 |  |  | #REF! | #REF! | #REF! | #REF! | #REF! | #REF!
4.32 |  |  | #REF! | #REF! | #REF! | #REF! | #REF! | #REF!
4.33 |  |  | #REF! | #REF! | #REF! | #REF! | #REF! | #REF!
4.34 |  |  | #REF! | #REF! | #REF! | #REF! | #REF! | #REF!
4.35 |  |  | #REF! | #REF! | #REF! | #REF! | #REF! | #REF!
4.36 |  |  | #REF! | #REF! | #REF! | #REF! | #REF! | #REF!
4.37 |  |  | #REF! | #REF! | #REF! | #REF! | #REF! | #REF!
4.38 |  |  | #REF! | #REF! | #REF! | #REF! | #REF! | #REF!
4.39 |  |  | #REF! | #REF! | #REF! | #REF! | #REF! | #REF!
4.40 |  |  | #REF! | #REF! | #REF! | #REF! | #REF! | #REF!
4.41 |  |  | #REF! | #REF! | #REF! | #REF! | #REF! | #REF!
4.42 |  |  | #REF! | #REF! | #REF! | #REF! | #REF! | #REF!
4.43 |  |  | #REF! | #REF! | #REF! | #REF! | #REF! | #REF!
4.44 |  |  | #REF! | #REF! | #REF! | #REF! | #REF! | #REF!
4.45 |  |  | #REF! | #REF! | #REF! | #REF! | #REF! | #REF!
4.46 |  |  | #REF! | #REF! | #REF! | #REF! | #REF! | #REF!
4.47 |  |  | #REF! | #REF! | #REF! | #REF! | #REF! | #REF!
4.48 |  |  | #REF! | #REF! | #REF! | #REF! | #REF! | #REF!
4.49 |  |  | #REF! | #REF! | #REF! | #REF! | #REF! | #REF!
4.50 |  |  | #REF! | #REF! | #REF! | #REF! | #REF! | #REF!
4.51 |  |  | #REF! | #REF! | #REF! | #REF! | #REF! | #REF!
4.52 |  |  | #REF! | #REF! | #REF! | #REF! | #REF! | #REF!
4.53 |  |  | #REF! | #REF! | #REF! | #REF! | #REF! | #REF!
4.54 |  |  | #REF! | #REF! | #REF! | #REF! | #REF! | #REF!
4.55 |  |  | #REF! | #REF! | #REF! | #REF! | #REF! | #REF!
4.56 |  |  | #REF! | #REF! | #REF! | #REF! | #REF! | #REF!
4.57 |  |  | #REF! | #REF! | #REF! | #REF! | #REF! | #REF!
4.58 |  |  | #REF! | #REF! | #REF! | #REF! | #REF! | #REF!
4.59 |  |  | #REF! | #REF! | #REF! | #REF! | #REF! | #REF!
4.60 |  |  | #REF! | #REF! | #REF! | #REF! | #REF! | #REF!
4.61 |  |  | #REF! | #REF! | #REF! | #REF! | #REF! | #REF!
4.62 |  |  | #REF! | #REF! | #REF! | #REF! | #REF! | #REF!
4.63 |  |  | #REF! | #REF! | #REF! | #REF! | #REF! | #REF!
4.64 |  |  | #REF! | #REF! | #REF! | #REF! | #REF! | #REF!
4.65 |  |  | #REF! | #REF! | #REF! | #REF! | #REF! | #REF!
4.66 |  |  | #REF! | #REF! | #REF! | #REF! | #REF! | #REF!
4.67 |  |  | #REF! | #REF! | #REF! | #REF! | #REF! | #REF!
4.68 |  |  | #REF! | #REF! | #REF! | #REF! | #REF! | #REF!
4.69 |  |  | #REF! | #REF! | #REF! | #REF! | #REF! | #REF!
4.70 |  |  | #REF! | #REF! | #REF! | #REF! | #REF! | #REF!
4.71 |  |  | #REF! | #REF! | #REF! | #REF! | #REF! | #REF!
4.72 |  |  | #REF! | #REF! | #REF! | #REF! | #REF! | #REF!
4.73 |  |  | #REF! | #REF! | #REF! | #REF! | #REF! | #REF!
4.74 |  |  | #REF! | #REF! | #REF! | #REF! | #REF! | #REF!
4.75 |  |  | #REF! | #REF! | #REF! | #REF! | #REF! | #REF!
4.76 |  |  | #REF! | #REF! | #REF! | #REF! | #REF! | #REF!
4.77 |  |  | #REF! | #REF! | #REF! | #REF! | #REF! | #REF!
4.78 |  |  | #REF! | #REF! | #REF! | #REF! | #REF! | #REF!
4.79 |  |  | #REF! | #REF! | #REF! | #REF! | #REF! | #REF!
4.80 |  |  | #REF! | #REF! | #REF! | #REF! | #REF! | #REF!
4.81 |  |  | #REF! | #REF! | #REF! | #REF! | #REF! | #REF!
4.82 |  |  | #REF! | #REF! | #REF! | #REF! | #REF! | #REF!
4.83 |  |  | #REF! | #REF! | #REF! | #REF! | #REF! | #REF!
4.84 |  |  | #REF! | #REF! | #REF! | #REF! | #REF! | #REF!
4.85 |  |  | #REF! | #REF! | #REF! | #REF! | #REF! | #REF!
4.86 |  |  | #REF! | #REF! | #REF! | #REF! | #REF! | #REF!
4.87 |  |  | #REF! | #REF! | #REF! | #REF! | #REF! | #REF!
4.88 |  |  | #REF! | #REF! | #REF! | #REF! | #REF! | #REF!
4.89 |  |  | #REF! | #REF! | #REF! | #REF! | #REF! | #REF!
4.90 |  |  | #REF! | #REF! | #REF! | #REF! | #REF! | #REF!
4.91 |  |  | #REF! | #REF! | #REF! | #REF! | #REF! | #REF!
4.92 |  |  | #REF! | #REF! | #REF! | #REF! | #REF! | #REF!
4.93 |  |  | #REF! | #REF! | #REF! | #REF! | #REF! | #REF!
4.94 |  |  | #REF! | #REF! | #REF! | #REF! | #REF! | #REF!
4.95 |  |  | #REF! | #REF! | #REF! | #REF! | #REF! | #REF!
4.96 |  |  | #REF! | #REF! | #REF! | #REF! | #REF! | #REF!
4.97 |  |  | #REF! | #REF! | #REF! | #REF! | #REF! | #REF!
4.98 |  |  | #REF! | #REF! | #REF! | #REF! | #REF! | #REF!
ESQUADRIAS
5 | INSTALAÇÕES HIDROSSANITÁRIAS |  | INSTALAÇÕES HIDROSSANITÁRIAS |  |  |  |  | 53116.39
5.1 | CDHU | 46.01.020 | Tubo de PVC rígido soldável marrom, DN= 25 mm, (3/4´), inclusive conexões | M | 84.72 | 31.74 | 38.87 | 3293.07
5.2 | CDHU | 46.01.030 | Tubo de PVC rígido soldável marrom, DN= 32 mm, (1´), inclusive conexões | M | 61.41 | 41.75 | 51.13 | 3139.89
5.3 | CDHU | 46.01.040 | Tubo de PVC rígido soldável marrom, DN= 40 mm, (1 1/4´), inclusive conexões | M | 8.72 | 49.39 | 60.49 | 527.47
5.4 | SINAPI | 90443 | RASGO EM ALVENARIA PARA RAMAIS/ DISTRIBUIÇÃO COM DIAMETROS MENORES OU IGUAIS A 40 MM. AF_05/2015 | M | 39.04 | 16.61 | 20.34 | 794.07
5.5 | CDHU | 46.02.010 | Tubo de PVC rígido branco, pontas lisas, soldável, linha esgoto série normal, DN= 40 mm, inclusive conexões | M | 10.45 | 37.21 | 45.57 | 476.21
5.6 | CDHU | 46.02.050 | Tubo de PVC rígido branco PxB com virola e anel de borracha, linha esgoto série normal, DN= 50 mm, inclusive conexões | M | 21.5 | 47.47 | 58.14 | 1250.01
5.7 | CDHU | 46.02.070 | Tubo de PVC rígido branco PxB com virola e anel de borracha, linha esgoto série normal, DN= 100 mm, inclusive conexões | M | 72.25 | 79.55 | 97.42 | 7038.6
5.8 | CDHU | 44.01.200 | Mictório de louça sifonado auto aspirante | UN | 1 | 491.25 | 601.63 | 601.63
5.9 | CDHU | 47.04.090 | Válvula de mictório antivandalismo, DN= 3/4´ | UN | 1 | 497.54 | 609.34 | 609.34
5.10 | CDHU | 44.01.800 | Bacia sifonada com caixa de descarga acoplada sem tampa - 6 litros | CJ | 4 | 735.73 | 901.05 | 3604.2
5.11 | CDHU | 44.01.040 | Bacia sifonada com caixa de descarga acoplada e tampa - infantil | UN | 4 | 829.74 | 1016.18 | 4064.72
5.12 | CDHU | 44.20.100 | Engate flexível metálico DN= 1/2´ | UN | 18 | 40.36 | 49.43 | 889.74
5.13 | CDHU | 44.01.110 | Lavatório de louça com coluna | UN | 1 | 286.44 | 350.8 | 350.8
5.14 | CDHU | 44.20.010 | Sifão plástico sanfonado universal de 1´ | UN | 16 | 34.34 | 42.06 | 672.96
5.15 | CDHU | 44.06.710 | Cuba em aço inoxidável dupla de 835x340x140mm | UN | 1 | 785.36 | 961.83 | 961.83
5.16 | CDHU | 44.06.010 | Lavatório coletivo em aço inoxidável | M | 1 | 1240.86 | 1519.68 | 1519.68
5.17 | CDHU | 44.03.720 | Torneira de mesa para lavatório, acionamento hidromecânico com alavanca, registro integrado regulador de vazão, em latão cromado, DN= 1/2´ | UN | 12 | 714.22 | 874.71 | 10496.52
5.18 | CDHU | 49.01.016 | Caixa sifonada de PVC rígido de 100 x 100 x 50 mm, com grelha | UN | 10 | 86.37 | 105.78 | 1057.8
5.19 | CDHU | 49.03.036 | Caixa de gordura em PVC com tampa reforçada - capacidade 19 litros | UN | 1 | 460.62 | 564.12 | 564.12
5.20 | CDHU | 48.02.401 | Reservatório em polietileno com tampa de rosca - capacidade de 500 litros | UN | 3 | 667.23 | 817.16 | 2451.48
5.21 | SINAPI | 97896 | CAIXA ENTERRADA HIDRÁULICA RETANGULAR, EM CONCRETO PRÉ-MOLDADO, DIMENSÕES INTERNAS: 0,4X0,4X0,4 M. AF_12/2020 | UN | 4 | 331.08 | 405.47 | 1621.88
5.22 | CDHU | 44.01.270 | Cuba de louça de embutir oval | UN | 6 | 131.04 | 160.48 | 962.88
5.23 | CDHU | 44.06.300 | Cuba em aço inoxidável simples de 400x340x140mm | UN | 1 | 261.77 | 320.59 | 320.59
5.24 | CDHU | 30.08.040 | Lavatório de louça para canto sem coluna para pessoas com mobilidade reduzida | UN | 1 | 1537.91 | 1883.48 | 1883.48
5.25 | CDHU | 43.02.140 | Chuveiro elétrico de 5.500 W / 220 V em PVC | UN | 3 | 120.14 | 147.14 | 441.42
5.26 | CDHU | 43.03.212 | Aquecedor de passagem elétrico individual, baixa pressão - 5.000 W / 6.400 W | UN | 2 | 769.89 | 942.88 | 1885.76
5.27 | SIURB-EDIF | 101370 | BEBEDOURO ELÉTRICO COM SISTEMA DE REFRIGERAÇÃO E DUAS SAÍDAS - 40L | UN | 1 | 1336.03 | 1636.24 | 1636.24
5.28 |  |  | #REF! | #REF! | #REF! | #REF! | #REF! | #REF!
5.29 |  |  | #REF! | #REF! | #REF! | #REF! | #REF! | #REF!
5.30 |  |  | #REF! | #REF! | #REF! | #REF! | #REF! | #REF!
5.31 |  |  | #REF! | #REF! | #REF! | #REF! | #REF! | #REF!
5.32 |  |  | #REF! | #REF! | #REF! | #REF! | #REF! | #REF!
5.33 |  |  | #REF! | #REF! | #REF! | #REF! | #REF! | #REF!
5.34 |  |  | #REF! | #REF! | #REF! | #REF! | #REF! | #REF!
5.35 |  |  | #REF! | #REF! | #REF! | #REF! | #REF! | #REF!
5.36 |  |  | #REF! | #REF! | #REF! | #REF! | #REF! | #REF!
5.37 |  |  | #REF! | #REF! | #REF! | #REF! | #REF! | #REF!
5.38 |  |  | #REF! | #REF! | #REF! | #REF! | #REF! | #REF!
5.39 |  |  | #REF! | #REF! | #REF! | #REF! | #REF! | #REF!
5.40 |  |  | #REF! | #REF! | #REF! | #REF! | #REF! | #REF!
5.41 |  |  | #REF! | #REF! | #REF! | #REF! | #REF! | #REF!
5.42 |  |  | #REF! | #REF! | #REF! | #REF! | #REF! | #REF!
5.43 |  |  | #REF! | #REF! | #REF! | #REF! | #REF! | #REF!
5.44 |  |  | #REF! | #REF! | #REF! | #REF! | #REF! | #REF!
5.45 |  |  | #REF! | #REF! | #REF! | #REF! | #REF! | #REF!
5.46 |  |  | #REF! | #REF! | #REF! | #REF! | #REF! | #REF!
5.47 |  |  | #REF! | #REF! | #REF! | #REF! | #REF! | #REF!
5.48 |  |  | #REF! | #REF! | #REF! | #REF! | #REF! | #REF!
5.49 |  |  | #REF! | #REF! | #REF! | #REF! | #REF! | #REF!
5.50 |  |  | #REF! | #REF! | #REF! | #REF! | #REF! | #REF!
5.51 |  |  | #REF! | #REF! | #REF! | #REF! | #REF! | #REF!
5.52 |  |  | #REF! | #REF! | #REF! | #REF! | #REF! | #REF!
5.53 |  |  | #REF! | #REF! | #REF! | #REF! | #REF! | #REF!
5.54 |  |  | #REF! | #REF! | #REF! | #REF! | #REF! | #REF!
5.55 |  |  | #REF! | #REF! | #REF! | #REF! | #REF! | #REF!
5.56 |  |  | #REF! | #REF! | #REF! | #REF! | #REF! | #REF!
5.57 |  |  | #REF! | #REF! | #REF! | #REF! | #REF! | #REF!
5.58 |  |  | #REF! | #REF! | #REF! | #REF! | #REF! | #REF!
5.59 |  |  | #REF! | #REF! | #REF! | #REF! | #REF! | #REF!
5.60 |  |  | #REF! | #REF! | #REF! | #REF! | #REF! | #REF!
5.61 |  |  | #REF! | #REF! | #REF! | #REF! | #REF! | #REF!
5.62 |  |  | #REF! | #REF! | #REF! | #REF! | #REF! | #REF!
5.63 |  |  | #REF! | #REF! | #REF! | #REF! | #REF! | #REF!
5.64 |  |  | #REF! | #REF! | #REF! | #REF! | #REF! | #REF!
5.65 |  |  | #REF! | #REF! | #REF! | #REF! | #REF! | #REF!
5.66 |  |  | #REF! | #REF! | #REF! | #REF! | #REF! | #REF!
5.67 |  |  | #REF! | #REF! | #REF! | #REF! | #REF! | #REF!
5.68 |  |  | #REF! | #REF! | #REF! | #REF! | #REF! | #REF!
5.69 |  |  | #REF! | #REF! | #REF! | #REF! | #REF! | #REF!
5.70 |  |  | #REF! | #REF! | #REF! | #REF! | #REF! | #REF!
5.71 |  |  | #REF! | #REF! | #REF! | #REF! | #REF! | #REF!
5.72 |  |  | #REF! | #REF! | #REF! | #REF! | #REF! | #REF!
5.73 |  |  | #REF! | #REF! | #REF! | #REF! | #REF! | #REF!
5.74 |  |  | #REF! | #REF! | #REF! | #REF! | #REF! | #REF!
5.75 |  |  | #REF! | #REF! | #REF! | #REF! | #REF! | #REF!
5.76 |  |  | #REF! | #REF! | #REF! | #REF! | #REF! | #REF!
5.77 |  |  | #REF! | #REF! | #REF! | #REF! | #REF! | #REF!
5.78 |  |  | #REF! | #REF! | #REF! | #REF! | #REF! | #REF!
5.79 |  |  | #REF! | #REF! | #REF! | #REF! | #REF! | #REF!
5.80 |  |  | #REF! | #REF! | #REF! | #REF! | #REF! | #REF!
5.81 |  |  | #REF! | #REF! | #REF! | #REF! | #REF! | #REF!
5.82 |  |  | #REF! | #REF! | #REF! | #REF! | #REF! | #REF!
5.83 |  |  | #REF! | #REF! | #REF! | #REF! | #REF! | #REF!
5.84 |  |  | #REF! | #REF! | #REF! | #REF! | #REF! | #REF!
5.85 |  |  | #REF! | #REF! | #REF! | #REF! | #REF! | #REF!
5.86 |  |  | #REF! | #REF! | #REF! | #REF! | #REF! | #REF!
5.87 |  |  | #REF! | #REF! | #REF! | #REF! | #REF! | #REF!
5.88 |  |  | #REF! | #REF! | #REF! | #REF! | #REF! | #REF!
5.89 |  |  | #REF! | #REF! | #REF! | #REF! | #REF! | #REF!
5.90 |  |  | #REF! | #REF! | #REF! | #REF! | #REF! | #REF!
5.91 |  |  | #REF! | #REF! | #REF! | #REF! | #REF! | #REF!
5.92 |  |  | #REF! | #REF! | #REF! | #REF! | #REF! | #REF!
5.93 |  |  | #REF! | #REF! | #REF! | #REF! | #REF! | #REF!
5.94 |  |  | #REF! | #REF! | #REF! | #REF! | #REF! | #REF!
5.95 |  |  | #REF! | #REF! | #REF! | #REF! | #REF! | #REF!
5.96 |  |  | #REF! | #REF! | #REF! | #REF! | #REF! | #REF!
5.97 |  |  | #REF! | #REF! | #REF! | #REF! | #REF! | #REF!
5.98 |  |  | #REF! | #REF! | #REF! | #REF! | #REF! | #REF!
INSTALAÇÕES HIDROSSANITÁRIAS
6 | INSTALAÇÕES DE GÁS |  | INSTALAÇÕES DE GÁS |  |  |  |  | 11143.53
6.1 | CDHU | 45.02.040 | Entrada completa de gás GLP com 2 cilindros de 45 kg | UN | 1 | 6331.56 | 7754.26 | 7754.26
6.2 | SINAPI | 100808 | TUBO, PEX, MULTICAMADA, COM TUBO LUVA, DN 20, INSTALADO EM RAMAL INTERNO DE INSTALAÇÕES DE GÁS - FORNECIMENTO E INSTALAÇÃO. AF_01/2020 | M | 40 | 40.31 | 49.37 | 1974.8
6.3 | CDHU | 47.20.100 | Regulador de primeiro estágio de alta pressão até 1,3 kgf/cm², vazão de 50 kg GLP/hora | UN | 1 | 378.26 | 463.26 | 463.26
6.4 | CDHU | 47.20.120 | Regulador de segundo estágio para gás, uso industrial, vazão até 12 kg GLP/hora | UN | 1 | 112.36 | 137.61 | 137.61
6.5 | SINAPI | 90443 | RASGO EM ALVENARIA PARA RAMAIS/ DISTRIBUIÇÃO COM DIAMETROS MENORES OU IGUAIS A 40 MM. AF_05/2015 | M | 40 | 16.61 | 20.34 | 813.6
6.6 |  |  | #REF! | #REF! | #REF! | #REF! | #REF! | #REF!
6.7 |  |  | #REF! | #REF! | #REF! | #REF! | #REF! | #REF!
6.8 |  |  | #REF! | #REF! | #REF! | #REF! | #REF! | #REF!
6.9 |  |  | #REF! | #REF! | #REF! | #REF! | #REF! | #REF!
6.10 |  |  | #REF! | #REF! | #REF! | #REF! | #REF! | #REF!
6.11 |  |  | #REF! | #REF! | #REF! | #REF! | #REF! | #REF!
6.12 |  |  | #REF! | #REF! | #REF! | #REF! | #REF! | #REF!
6.13 |  |  | #REF! | #REF! | #REF! | #REF! | #REF! | #REF!
6.14 |  |  | #REF! | #REF! | #REF! | #REF! | #REF! | #REF!
6.15 |  |  | #REF! | #REF! | #REF! | #REF! | #REF! | #REF!
6.16 |  |  | #REF! | #REF! | #REF! | #REF! | #REF! | #REF!
6.17 |  |  | #REF! | #REF! | #REF! | #REF! | #REF! | #REF!
6.18 |  |  | #REF! | #REF! | #REF! | #REF! | #REF! | #REF!
6.19 |  |  | #REF! | #REF! | #REF! | #REF! | #REF! | #REF!
6.20 |  |  | #REF! | #REF! | #REF! | #REF! | #REF! | #REF!
6.21 |  |  | #REF! | #REF! | #REF! | #REF! | #REF! | #REF!
6.22 |  |  | #REF! | #REF! | #REF! | #REF! | #REF! | #REF!
6.23 |  |  | #REF! | #REF! | #REF! | #REF! | #REF! | #REF!
6.24 |  |  | #REF! | #REF! | #REF! | #REF! | #REF! | #REF!
6.25 |  |  | #REF! | #REF! | #REF! | #REF! | #REF! | #REF!
6.26 |  |  | #REF! | #REF! | #REF! | #REF! | #REF! | #REF!
6.27 |  |  | #REF! | #REF! | #REF! | #REF! | #REF! | #REF!
6.28 |  |  | #REF! | #REF! | #REF! | #REF! | #REF! | #REF!
6.29 |  |  | #REF! | #REF! | #REF! | #REF! | #REF! | #REF!
6.30 |  |  | #REF! | #REF! | #REF! | #REF! | #REF! | #REF!
6.31 |  |  | #REF! | #REF! | #REF! | #REF! | #REF! | #REF!
6.32 |  |  | #REF! | #REF! | #REF! | #REF! | #REF! | #REF!
6.33 |  |  | #REF! | #REF! | #REF! | #REF! | #REF! | #REF!
6.34 |  |  | #REF! | #REF! | #REF! | #REF! | #REF! | #REF!
6.35 |  |  | #REF! | #REF! | #REF! | #REF! | #REF! | #REF!
6.36 |  |  | #REF! | #REF! | #REF! | #REF! | #REF! | #REF!
6.37 |  |  | #REF! | #REF! | #REF! | #REF! | #REF! | #REF!
6.38 |  |  | #REF! | #REF! | #REF! | #REF! | #REF! | #REF!
6.39 |  |  | #REF! | #REF! | #REF! | #REF! | #REF! | #REF!
6.40 |  |  | #REF! | #REF! | #REF! | #REF! | #REF! | #REF!
6.41 |  |  | #REF! | #REF! | #REF! | #REF! | #REF! | #REF!
6.42 |  |  | #REF! | #REF! | #REF! | #REF! | #REF! | #REF!
6.43 |  |  | #REF! | #REF! | #REF! | #REF! | #REF! | #REF!
6.44 |  |  | #REF! | #REF! | #REF! | #REF! | #REF! | #REF!
6.45 |  |  | #REF! | #REF! | #REF! | #REF! | #REF! | #REF!
6.46 |  |  | #REF! | #REF! | #REF! | #REF! | #REF! | #REF!
6.47 |  |  | #REF! | #REF! | #REF! | #REF! | #REF! | #REF!
6.48 |  |  | #REF! | #REF! | #REF! | #REF! | #REF! | #REF!
6.49 |  |  | #REF! | #REF! | #REF! | #REF! | #REF! | #REF!
6.50 |  |  | #REF! | #REF! | #REF! | #REF! | #REF! | #REF!
6.51 |  |  | #REF! | #REF! | #REF! | #REF! | #REF! | #REF!
6.52 |  |  | #REF! | #REF! | #REF! | #REF! | #REF! | #REF!
6.53 |  |  | #REF! | #REF! | #REF! | #REF! | #REF! | #REF!
6.54 |  |  | #REF! | #REF! | #REF! | #REF! | #REF! | #REF!
6.55 |  |  | #REF! | #REF! | #REF! | #REF! | #REF! | #REF!
6.56 |  |  | #REF! | #REF! | #REF! | #REF! | #REF! | #REF!
6.57 |  |  | #REF! | #REF! | #REF! | #REF! | #REF! | #REF!
6.58 |  |  | #REF! | #REF! | #REF! | #REF! | #REF! | #REF!
6.59 |  |  | #REF! | #REF! | #REF! | #REF! | #REF! | #REF!
6.60 |  |  | #REF! | #REF! | #REF! | #REF! | #REF! | #REF!
6.61 |  |  | #REF! | #REF! | #REF! | #REF! | #REF! | #REF!
6.62 |  |  | #REF! | #REF! | #REF! | #REF! | #REF! | #REF!
6.63 |  |  | #REF! | #REF! | #REF! | #REF! | #REF! | #REF!
6.64 |  |  | #REF! | #REF! | #REF! | #REF! | #REF! | #REF!
6.65 |  |  | #REF! | #REF! | #REF! | #REF! | #REF! | #REF!
6.66 |  |  | #REF! | #REF! | #REF! | #REF! | #REF! | #REF!
6.67 |  |  | #REF! | #REF! | #REF! | #REF! | #REF! | #REF!
6.68 |  |  | #REF! | #REF! | #REF! | #REF! | #REF! | #REF!
6.69 |  |  | #REF! | #REF! | #REF! | #REF! | #REF! | #REF!
6.70 |  |  | #REF! | #REF! | #REF! | #REF! | #REF! | #REF!
6.71 |  |  | #REF! | #REF! | #REF! | #REF! | #REF! | #REF!
6.72 |  |  | #REF! | #REF! | #REF! | #REF! | #REF! | #REF!
6.73 |  |  | #REF! | #REF! | #REF! | #REF! | #REF! | #REF!
6.74 |  |  | #REF! | #REF! | #REF! | #REF! | #REF! | #REF!
6.75 |  |  | #REF! | #REF! | #REF! | #REF! | #REF! | #REF!
6.76 |  |  | #REF! | #REF! | #REF! | #REF! | #REF! | #REF!
6.77 |  |  | #REF! | #REF! | #REF! | #REF! | #REF! | #REF!
6.78 |  |  | #REF! | #REF! | #REF! | #REF! | #REF! | #REF!
6.79 |  |  | #REF! | #REF! | #REF! | #REF! | #REF! | #REF!
6.80 |  |  | #REF! | #REF! | #REF! | #REF! | #REF! | #REF!
6.81 |  |  | #REF! | #REF! | #REF! | #REF! | #REF! | #REF!
6.82 |  |  | #REF! | #REF! | #REF! | #REF! | #REF! | #REF!
6.83 |  |  | #REF! | #REF! | #REF! | #REF! | #REF! | #REF!
6.84 |  |  | #REF! | #REF! | #REF! | #REF! | #REF! | #REF!
6.85 |  |  | #REF! | #REF! | #REF! | #REF! | #REF! | #REF!
6.86 |  |  | #REF! | #REF! | #REF! | #REF! | #REF! | #REF!
6.87 |  |  | #REF! | #REF! | #REF! | #REF! | #REF! | #REF!
6.88 |  |  | #REF! | #REF! | #REF! | #REF! | #REF! | #REF!
6.89 |  |  | #REF! | #REF! | #REF! | #REF! | #REF! | #REF!
6.90 |  |  | #REF! | #REF! | #REF! | #REF! | #REF! | #REF!
6.91 |  |  | #REF! | #REF! | #REF! | #REF! | #REF! | #REF!
6.92 |  |  | #REF! | #REF! | #REF! | #REF! | #REF! | #REF!
6.93 |  |  | #REF! | #REF! | #REF! | #REF! | #REF! | #REF!
6.94 |  |  | #REF! | #REF! | #REF! | #REF! | #REF! | #REF!
6.95 |  |  | #REF! | #REF! | #REF! | #REF! | #REF! | #REF!
6.96 |  |  | #REF! | #REF! | #REF! | #REF! | #REF! | #REF!
6.97 |  |  | #REF! | #REF! | #REF! | #REF! | #REF! | #REF!
6.98 |  |  | #REF! | #REF! | #REF! | #REF! | #REF! | #REF!
INSTALAÇÕES DE GÁS
7 | INSTAÇAÇÕES ELÉTRICAS |  | INSTAÇAÇÕES ELÉTRICAS |  |  |  |  | 93232.44
7.1 | CDHU | 41.31.070 | Luminária LED quadrada de sobrepor com difusor prismático translúcido, 4000 K, fluxo luminoso de 1363 a 1800 lm, potência de 15 W a 24 W | UN | 46 | 280.2 | 343.16 | 15785.36
7.2 | CDHU | 41.14.600 | Luminária industrial pendente tipo calha aberta instalação em perfilado para 1 ou 2 lâmpadas fluorescentes tubulares 28 W/54 W | UN | 12 | 124.34 | 152.28 | 1827.36
7.3 | CDHU | 41.13.102 | Luminária blindada tipo arandela de 45º e 90º, para lâmpada LED | UN | 3 | 185.37 | 227.02 | 681.06
7.4 | SINAPI | 97599 | LUMINÁRIA DE EMERGÊNCIA, COM 30 LÂMPADAS LED DE 2 W, SEM REATOR - FORNECIMENTO E INSTALAÇÃO. AF_02/2020 | UN | 14 | 28.4 | 34.78 | 486.92
7.5 | SIURB-EDIF | 90761 | PONTO COM TOMADA SIMPLES 110/220V - EM CONDULETE 3/4" | UN | 62 | 215.88 | 264.39 | 16392.18
7.6 | SIURB-EDIF | 90735 | PONTO COM INTERRUPTOR SIMPLES - 1 TECLA, EM CONDULETE 3/4" | UN | 31 | 166.93 | 204.44 | 6337.64
7.7 | SIURB-EDIF | 90736 | PONTO COM INTERRUPTOR SIMPLES - 2 TECLAS, EM CONDULETE 3/4" | UN | 1 | 238.73 | 292.37 | 292.37
7.8 | CDHU | 38.22.120 | Eletrocalha perfurada galvanizada a fogo, 150x100 mm, com acessórios | M | 22.4 | 171.08 | 209.52 | 4693.25
7.9 | CDHU | 38.07.300 | Perfilado perfurado 38 x 38 mm em chapa 14 pré-zincada, com acessórios | M | 184.14 | 55.92 | 68.49 | 12611.75
7.10 | CDHU | 38.22.630 | Tampa de encaixe para eletrocalha, galvanizada a fogo, L= 150 mm | M | 22.4 | 73.45 | 89.95 | 2014.88
7.11 | CDHU | 38.04.060 | Eletroduto galvanizado conforme NBR13057 - 1´ com acessórios | M | 104.14 | 45.34 | 55.53 | 5782.89
7.12 | CDHU | 40.06.040 | Condulete metálico de 3/4´ | CJ | 94 | 37.85 | 46.35 | 4356.9
7.13 | CDHU | 38.13.040 | Eletroduto corrugado em polietileno de alta densidade, DN= 100 mm, com acessórios | M | 10.84 | 28.78 | 35.25 | 382.11
7.14 | CDHU | 37.04.290 | Quadro de distribuição universal de sobrepor, para disjuntores 56 DIN / 40 Bolt-on - 225 A - sem componentes | UN | 1 | 1418.53 | 1737.27 | 1737.27
7.15 | CDHU | 37.13.600 | Disjuntor termomagnético, unipolar 127/220 V, corrente de 10 A até 30 A | UN | 11 | 31.78 | 38.92 | 428.12
7.16 | CDHU | 37.13.630 | Disjuntor termomagnético, bipolar 220/380 V, corrente de 10 A até 50 A | UN | 5 | 126.75 | 155.23 | 776.15
7.17 | CDHU | 37.13.910 | Mini-disjuntor termomagnético, tripolar 400 V, corrente de 80 A até 125 A | UN | 1 | 1509.12 | 1848.22 | 1848.22
7.18 | CDHU | 39.21.020 | Cabo de cobre flexível de 2,5 mm², isolamento 0,6/1kV - isolação HEPR 90°C | M | 592.56 | 3.5 | 4.29 | 2542.08
7.19 | CDHU | 39.21.030 | Cabo de cobre flexível de 4 mm², isolamento 0,6/1kV - isolação HEPR 90°C | M | 579.15 | 4.91 | 6.01 | 3480.69
7.20 | CDHU | 39.21.050 | Cabo de cobre flexível de 10 mm², isolamento 0,6/1kV - isolação HEPR 90°C | M | 212.34 | 13.11 | 16.06 | 3410.18
7.21 | CDHU | 39.21.080 | Cabo de cobre flexível de 35 mm², isolamento 0,6/1kV - isolação HEPR 90°C | M | 94.2 | 39.02 | 47.79 | 4501.82
7.22 | SINAPI | 101512 | ENTRADA DE ENERGIA ELÉTRICA, AÉREA, TRIFÁSICA, COM CAIXA DE EMBUTIR, CABO DE 35 MM2 E DISJUNTOR DIN 50A (NÃO INCLUSO O POSTE DE CONCRETO). AF_07/2020 | UN | 1 | 2337.91 | 2863.24 | 2863.24
7.23 |  |  | #REF! | #REF! | #REF! | #REF! | #REF! | #REF!
7.24 |  |  | #REF! | #REF! | #REF! | #REF! | #REF! | #REF!
7.25 |  |  | #REF! | #REF! | #REF! | #REF! | #REF! | #REF!
7.26 |  |  | #REF! | #REF! | #REF! | #REF! | #REF! | #REF!
7.27 |  |  | #REF! | #REF! | #REF! | #REF! | #REF! | #REF!
7.28 |  |  | #REF! | #REF! | #REF! | #REF! | #REF! | #REF!
7.29 |  |  | #REF! | #REF! | #REF! | #REF! | #REF! | #REF!
7.30 |  |  | #REF! | #REF! | #REF! | #REF! | #REF! | #REF!
7.31 |  |  | #REF! | #REF! | #REF! | #REF! | #REF! | #REF!
7.32 |  |  | #REF! | #REF! | #REF! | #REF! | #REF! | #REF!
7.33 |  |  | #REF! | #REF! | #REF! | #REF! | #REF! | #REF!
7.34 |  |  | #REF! | #REF! | #REF! | #REF! | #REF! | #REF!
7.35 |  |  | #REF! | #REF! | #REF! | #REF! | #REF! | #REF!
7.36 |  |  | #REF! | #REF! | #REF! | #REF! | #REF! | #REF!
7.37 |  |  | #REF! | #REF! | #REF! | #REF! | #REF! | #REF!
7.38 |  |  | #REF! | #REF! | #REF! | #REF! | #REF! | #REF!
7.39 |  |  | #REF! | #REF! | #REF! | #REF! | #REF! | #REF!
7.40 |  |  | #REF! | #REF! | #REF! | #REF! | #REF! | #REF!
7.41 |  |  | #REF! | #REF! | #REF! | #REF! | #REF! | #REF!
7.42 |  |  | #REF! | #REF! | #REF! | #REF! | #REF! | #REF!
7.43 |  |  | #REF! | #REF! | #REF! | #REF! | #REF! | #REF!
7.44 |  |  | #REF! | #REF! | #REF! | #REF! | #REF! | #REF!
7.45 |  |  | #REF! | #REF! | #REF! | #REF! | #REF! | #REF!
7.46 |  |  | #REF! | #REF! | #REF! | #REF! | #REF! | #REF!
7.47 |  |  | #REF! | #REF! | #REF! | #REF! | #REF! | #REF!
7.48 |  |  | #REF! | #REF! | #REF! | #REF! | #REF! | #REF!
7.49 |  |  | #REF! | #REF! | #REF! | #REF! | #REF! | #REF!
7.50 |  |  | #REF! | #REF! | #REF! | #REF! | #REF! | #REF!
7.51 |  |  | #REF! | #REF! | #REF! | #REF! | #REF! | #REF!
7.52 |  |  | #REF! | #REF! | #REF! | #REF! | #REF! | #REF!
7.53 |  |  | #REF! | #REF! | #REF! | #REF! | #REF! | #REF!
7.54 |  |  | #REF! | #REF! | #REF! | #REF! | #REF! | #REF!
7.55 |  |  | #REF! | #REF! | #REF! | #REF! | #REF! | #REF!
7.56 |  |  | #REF! | #REF! | #REF! | #REF! | #REF! | #REF!
7.57 |  |  | #REF! | #REF! | #REF! | #REF! | #REF! | #REF!
7.58 |  |  | #REF! | #REF! | #REF! | #REF! | #REF! | #REF!
7.59 |  |  | #REF! | #REF! | #REF! | #REF! | #REF! | #REF!
7.60 |  |  | #REF! | #REF! | #REF! | #REF! | #REF! | #REF!
7.61 |  |  | #REF! | #REF! | #REF! | #REF! | #REF! | #REF!
7.62 |  |  | #REF! | #REF! | #REF! | #REF! | #REF! | #REF!
7.63 |  |  | #REF! | #REF! | #REF! | #REF! | #REF! | #REF!
7.64 |  |  | #REF! | #REF! | #REF! | #REF! | #REF! | #REF!
7.65 |  |  | #REF! | #REF! | #REF! | #REF! | #REF! | #REF!
7.66 |  |  | #REF! | #REF! | #REF! | #REF! | #REF! | #REF!
7.67 |  |  | #REF! | #REF! | #REF! | #REF! | #REF! | #REF!
7.68 |  |  | #REF! | #REF! | #REF! | #REF! | #REF! | #REF!
7.69 |  |  | #REF! | #REF! | #REF! | #REF! | #REF! | #REF!
7.70 |  |  | #REF! | #REF! | #REF! | #REF! | #REF! | #REF!
7.71 |  |  | #REF! | #REF! | #REF! | #REF! | #REF! | #REF!
7.72 |  |  | #REF! | #REF! | #REF! | #REF! | #REF! | #REF!
7.73 |  |  | #REF! | #REF! | #REF! | #REF! | #REF! | #REF!
7.74 |  |  | #REF! | #REF! | #REF! | #REF! | #REF! | #REF!
7.75 |  |  | #REF! | #REF! | #REF! | #REF! | #REF! | #REF!
7.76 |  |  | #REF! | #REF! | #REF! | #REF! | #REF! | #REF!
7.77 |  |  | #REF! | #REF! | #REF! | #REF! | #REF! | #REF!
7.78 |  |  | #REF! | #REF! | #REF! | #REF! | #REF! | #REF!
7.79 |  |  | #REF! | #REF! | #REF! | #REF! | #REF! | #REF!
7.80 |  |  | #REF! | #REF! | #REF! | #REF! | #REF! | #REF!
7.81 |  |  | #REF! | #REF! | #REF! | #REF! | #REF! | #REF!
7.82 |  |  | #REF! | #REF! | #REF! | #REF! | #REF! | #REF!
7.83 |  |  | #REF! | #REF! | #REF! | #REF! | #REF! | #REF!
7.84 |  |  | #REF! | #REF! | #REF! | #REF! | #REF! | #REF!
7.85 |  |  | #REF! | #REF! | #REF! | #REF! | #REF! | #REF!
7.86 |  |  | #REF! | #REF! | #REF! | #REF! | #REF! | #REF!
7.87 |  |  | #REF! | #REF! | #REF! | #REF! | #REF! | #REF!
7.88 |  |  | #REF! | #REF! | #REF! | #REF! | #REF! | #REF!
7.89 |  |  | #REF! | #REF! | #REF! | #REF! | #REF! | #REF!
7.90 |  |  | #REF! | #REF! | #REF! | #REF! | #REF! | #REF!
7.91 |  |  | #REF! | #REF! | #REF! | #REF! | #REF! | #REF!
7.92 |  |  | #REF! | #REF! | #REF! | #REF! | #REF! | #REF!
7.93 |  |  | #REF! | #REF! | #REF! | #REF! | #REF! | #REF!
7.94 |  |  | #REF! | #REF! | #REF! | #REF! | #REF! | #REF!
7.95 |  |  | #REF! | #REF! | #REF! | #REF! | #REF! | #REF!
7.96 |  |  | #REF! | #REF! | #REF! | #REF! | #REF! | #REF!
7.97 |  |  | #REF! | #REF! | #REF! | #REF! | #REF! | #REF!
7.98 |  |  | #REF! | #REF! | #REF! | #REF! | #REF! | #REF!
INSTAÇAÇÕES ELÉTRICAS
8 | INSTALAÇÕES DE PREVENÇÃO E COMBATE A INCÊNDIO |  | INSTALAÇÕES DE PREVENÇÃO E COMBATE A INCÊNDIO |  |  |  |  | 2545.79
8.1 | CDHU | 97.02.195 | Placa de sinalização em PVC fotoluminescente (240x120mm), com indicação de rota de evacuação e saída de emergência | UN | 8 | 12.84 | 15.73 | 125.84
8.2 | CDHU | 97.02.193 | Placa de sinalização em PVC fotoluminescente (200x200mm), com indicação de equipamentos de alarme, detecção e extinção de incêndio | UN | 7 | 16.78 | 20.55 | 143.85
8.3 | CDHU | 38.23.210 | Mão francesa simples, galvanizada a fogo, L= 200 mm | UN | 7 | 27.98 | 34.27 | 239.89
8.4 | CDHU | 50.10.120 | Extintor manual de pó químico seco ABC - capacidade de 6 kg | UN | 3 | 259.71 | 318.07 | 954.21
8.5 | CDHU | 50.10.100 | Extintor manual de água pressurizada - capacidade de 10 litros | UN | 3 | 194.37 | 238.04 | 714.12
8.6 | CDHU | 50.10.084 | Extintor manual de pó químico seco 20 BC - capacidade de 12 kg | UN | 1 | 300.38 | 367.88 | 367.88
8.7 |  |  | #REF! | #REF! | #REF! | #REF! | #REF! | #REF!
8.8 |  |  | #REF! | #REF! | #REF! | #REF! | #REF! | #REF!
8.9 |  |  | #REF! | #REF! | #REF! | #REF! | #REF! | #REF!
8.10 |  |  | #REF! | #REF! | #REF! | #REF! | #REF! | #REF!
8.11 |  |  | #REF! | #REF! | #REF! | #REF! | #REF! | #REF!
8.12 |  |  | #REF! | #REF! | #REF! | #REF! | #REF! | #REF!
8.13 |  |  | #REF! | #REF! | #REF! | #REF! | #REF! | #REF!
8.14 |  |  | #REF! | #REF! | #REF! | #REF! | #REF! | #REF!
8.15 |  |  | #REF! | #REF! | #REF! | #REF! | #REF! | #REF!
8.16 |  |  | #REF! | #REF! | #REF! | #REF! | #REF! | #REF!
8.17 |  |  | #REF! | #REF! | #REF! | #REF! | #REF! | #REF!
8.18 |  |  | #REF! | #REF! | #REF! | #REF! | #REF! | #REF!
8.19 |  |  | #REF! | #REF! | #REF! | #REF! | #REF! | #REF!
8.20 |  |  | #REF! | #REF! | #REF! | #REF! | #REF! | #REF!
8.21 |  |  | #REF! | #REF! | #REF! | #REF! | #REF! | #REF!
8.22 |  |  | #REF! | #REF! | #REF! | #REF! | #REF! | #REF!
8.23 |  |  | #REF! | #REF! | #REF! | #REF! | #REF! | #REF!
8.24 |  |  | #REF! | #REF! | #REF! | #REF! | #REF! | #REF!
8.25 |  |  | #REF! | #REF! | #REF! | #REF! | #REF! | #REF!
8.26 |  |  | #REF! | #REF! | #REF! | #REF! | #REF! | #REF!
8.27 |  |  | #REF! | #REF! | #REF! | #REF! | #REF! | #REF!
8.28 |  |  | #REF! | #REF! | #REF! | #REF! | #REF! | #REF!
8.29 |  |  | #REF! | #REF! | #REF! | #REF! | #REF! | #REF!
8.30 |  |  | #REF! | #REF! | #REF! | #REF! | #REF! | #REF!
8.31 |  |  | #REF! | #REF! | #REF! | #REF! | #REF! | #REF!
8.32 |  |  | #REF! | #REF! | #REF! | #REF! | #REF! | #REF!
8.33 |  |  | #REF! | #REF! | #REF! | #REF! | #REF! | #REF!
8.34 |  |  | #REF! | #REF! | #REF! | #REF! | #REF! | #REF!
8.35 |  |  | #REF! | #REF! | #REF! | #REF! | #REF! | #REF!
8.36 |  |  | #REF! | #REF! | #REF! | #REF! | #REF! | #REF!
8.37 |  |  | #REF! | #REF! | #REF! | #REF! | #REF! | #REF!
8.38 |  |  | #REF! | #REF! | #REF! | #REF! | #REF! | #REF!
8.39 |  |  | #REF! | #REF! | #REF! | #REF! | #REF! | #REF!
8.40 |  |  | #REF! | #REF! | #REF! | #REF! | #REF! | #REF!
8.41 |  |  | #REF! | #REF! | #REF! | #REF! | #REF! | #REF!
8.42 |  |  | #REF! | #REF! | #REF! | #REF! | #REF! | #REF!
8.43 |  |  | #REF! | #REF! | #REF! | #REF! | #REF! | #REF!
8.44 |  |  | #REF! | #REF! | #REF! | #REF! | #REF! | #REF!
8.45 |  |  | #REF! | #REF! | #REF! | #REF! | #REF! | #REF!
8.46 |  |  | #REF! | #REF! | #REF! | #REF! | #REF! | #REF!
8.47 |  |  | #REF! | #REF! | #REF! | #REF! | #REF! | #REF!
8.48 |  |  | #REF! | #REF! | #REF! | #REF! | #REF! | #REF!
8.49 |  |  | #REF! | #REF! | #REF! | #REF! | #REF! | #REF!
8.50 |  |  | #REF! | #REF! | #REF! | #REF! | #REF! | #REF!
8.51 |  |  | #REF! | #REF! | #REF! | #REF! | #REF! | #REF!
8.52 |  |  | #REF! | #REF! | #REF! | #REF! | #REF! | #REF!
8.53 |  |  | #REF! | #REF! | #REF! | #REF! | #REF! | #REF!
8.54 |  |  | #REF! | #REF! | #REF! | #REF! | #REF! | #REF!
8.55 |  |  | #REF! | #REF! | #REF! | #REF! | #REF! | #REF!
8.56 |  |  | #REF! | #REF! | #REF! | #REF! | #REF! | #REF!
8.57 |  |  | #REF! | #REF! | #REF! | #REF! | #REF! | #REF!
8.58 |  |  | #REF! | #REF! | #REF! | #REF! | #REF! | #REF!
8.59 |  |  | #REF! | #REF! | #REF! | #REF! | #REF! | #REF!
8.60 |  |  | #REF! | #REF! | #REF! | #REF! | #REF! | #REF!
8.61 |  |  | #REF! | #REF! | #REF! | #REF! | #REF! | #REF!
8.62 |  |  | #REF! | #REF! | #REF! | #REF! | #REF! | #REF!
8.63 |  |  | #REF! | #REF! | #REF! | #REF! | #REF! | #REF!
8.64 |  |  | #REF! | #REF! | #REF! | #REF! | #REF! | #REF!
8.65 |  |  | #REF! | #REF! | #REF! | #REF! | #REF! | #REF!
8.66 |  |  | #REF! | #REF! | #REF! | #REF! | #REF! | #REF!
8.67 |  |  | #REF! | #REF! | #REF! | #REF! | #REF! | #REF!
8.68 |  |  | #REF! | #REF! | #REF! | #REF! | #REF! | #REF!
8.69 |  |  | #REF! | #REF! | #REF! | #REF! | #REF! | #REF!
8.70 |  |  | #REF! | #REF! | #REF! | #REF! | #REF! | #REF!
8.71 |  |  | #REF! | #REF! | #REF! | #REF! | #REF! | #REF!
8.72 |  |  | #REF! | #REF! | #REF! | #REF! | #REF! | #REF!
8.73 |  |  | #REF! | #REF! | #REF! | #REF! | #REF! | #REF!
8.74 |  |  | #REF! | #REF! | #REF! | #REF! | #REF! | #REF!
8.75 |  |  | #REF! | #REF! | #REF! | #REF! | #REF! | #REF!
8.76 |  |  | #REF! | #REF! | #REF! | #REF! | #REF! | #REF!
8.77 |  |  | #REF! | #REF! | #REF! | #REF! | #REF! | #REF!
8.78 |  |  | #REF! | #REF! | #REF! | #REF! | #REF! | #REF!
8.79 |  |  | #REF! | #REF! | #REF! | #REF! | #REF! | #REF!
8.80 |  |  | #REF! | #REF! | #REF! | #REF! | #REF! | #REF!
8.81 |  |  | #REF! | #REF! | #REF! | #REF! | #REF! | #REF!
8.82 |  |  | #REF! | #REF! | #REF! | #REF! | #REF! | #REF!
8.83 |  |  | #REF! | #REF! | #REF! | #REF! | #REF! | #REF!
8.84 |  |  | #REF! | #REF! | #REF! | #REF! | #REF! | #REF!
8.85 |  |  | #REF! | #REF! | #REF! | #REF! | #REF! | #REF!
8.86 |  |  | #REF! | #REF! | #REF! | #REF! | #REF! | #REF!
8.87 |  |  | #REF! | #REF! | #REF! | #REF! | #REF! | #REF!
8.88 |  |  | #REF! | #REF! | #REF! | #REF! | #REF! | #REF!
8.89 |  |  | #REF! | #REF! | #REF! | #REF! | #REF! | #REF!
8.90 |  |  | #REF! | #REF! | #REF! | #REF! | #REF! | #REF!
8.91 |  |  | #REF! | #REF! | #REF! | #REF! | #REF! | #REF!
8.92 |  |  | #REF! | #REF! | #REF! | #REF! | #REF! | #REF!
8.93 |  |  | #REF! | #REF! | #REF! | #REF! | #REF! | #REF!
8.94 |  |  | #REF! | #REF! | #REF! | #REF! | #REF! | #REF!
8.95 |  |  | #REF! | #REF! | #REF! | #REF! | #REF! | #REF!
8.96 |  |  | #REF! | #REF! | #REF! | #REF! | #REF! | #REF!
8.97 |  |  | #REF! | #REF! | #REF! | #REF! | #REF! | #REF!
8.98 |  |  | #REF! | #REF! | #REF! | #REF! | #REF! | #REF!
INSTALAÇÕES DE PREVENÇÃO E COMBATE A INCÊNDIO
9 | COBERTURA |  | COBERTURA |  |  |  |  | 60030.37
9.1 | CDHU | 16.02.030 | Telha de barro tipo romana | M2 | 401.64 | 64.28 | 78.72 | 31617.1
9.2 | CDHU | 15.20.020 | Fornecimento de peças diversas para estrutura em madeira | M3 | 1.91 | 4804.36 | 5883.9 | 11238.25
9.3 | CDHU | 16.33.102 | Calha, rufo, afins em chapa galvanizada nº 26 - corte 0,50 m | M | 83.52 | 130.15 | 159.39 | 13312.25
9.4 | CDHU | 16.02.230 | Cumeeira de barro emboçado tipos: plan, romana, italiana, francesa e paulistinha | M | 106.12 | 29.72 | 36.4 | 3862.77
9.5 |  |  | #REF! | #REF! | #REF! | #REF! | #REF! | #REF!
9.6 |  |  | #REF! | #REF! | #REF! | #REF! | #REF! | #REF!
9.7 |  |  | #REF! | #REF! | #REF! | #REF! | #REF! | #REF!
9.8 |  |  | #REF! | #REF! | #REF! | #REF! | #REF! | #REF!
9.9 |  |  | #REF! | #REF! | #REF! | #REF! | #REF! | #REF!
9.10 |  |  | #REF! | #REF! | #REF! | #REF! | #REF! | #REF!
9.11 |  |  | #REF! | #REF! | #REF! | #REF! | #REF! | #REF!
9.12 |  |  | #REF! | #REF! | #REF! | #REF! | #REF! | #REF!
9.13 |  |  | #REF! | #REF! | #REF! | #REF! | #REF! | #REF!
9.14 |  |  | #REF! | #REF! | #REF! | #REF! | #REF! | #REF!
9.15 |  |  | #REF! | #REF! | #REF! | #REF! | #REF! | #REF!
9.16 |  |  | #REF! | #REF! | #REF! | #REF! | #REF! | #REF!
9.17 |  |  | #REF! | #REF! | #REF! | #REF! | #REF! | #REF!
9.18 |  |  | #REF! | #REF! | #REF! | #REF! | #REF! | #REF!
9.19 |  |  | #REF! | #REF! | #REF! | #REF! | #REF! | #REF!
9.20 |  |  | #REF! | #REF! | #REF! | #REF! | #REF! | #REF!
9.21 |  |  | #REF! | #REF! | #REF! | #REF! | #REF! | #REF!
9.22 |  |  | #REF! | #REF! | #REF! | #REF! | #REF! | #REF!
9.23 |  |  | #REF! | #REF! | #REF! | #REF! | #REF! | #REF!
9.24 |  |  | #REF! | #REF! | #REF! | #REF! | #REF! | #REF!
9.25 |  |  | #REF! | #REF! | #REF! | #REF! | #REF! | #REF!
9.26 |  |  | #REF! | #REF! | #REF! | #REF! | #REF! | #REF!
9.27 |  |  | #REF! | #REF! | #REF! | #REF! | #REF! | #REF!
9.28 |  |  | #REF! | #REF! | #REF! | #REF! | #REF! | #REF!
9.29 |  |  | #REF! | #REF! | #REF! | #REF! | #REF! | #REF!
9.30 |  |  | #REF! | #REF! | #REF! | #REF! | #REF! | #REF!
9.31 |  |  | #REF! | #REF! | #REF! | #REF! | #REF! | #REF!
9.32 |  |  | #REF! | #REF! | #REF! | #REF! | #REF! | #REF!
9.33 |  |  | #REF! | #REF! | #REF! | #REF! | #REF! | #REF!
9.34 |  |  | #REF! | #REF! | #REF! | #REF! | #REF! | #REF!
9.35 |  |  | #REF! | #REF! | #REF! | #REF! | #REF! | #REF!
9.36 |  |  | #REF! | #REF! | #REF! | #REF! | #REF! | #REF!
9.37 |  |  | #REF! | #REF! | #REF! | #REF! | #REF! | #REF!
9.38 |  |  | #REF! | #REF! | #REF! | #REF! | #REF! | #REF!
9.39 |  |  | #REF! | #REF! | #REF! | #REF! | #REF! | #REF!
9.40 |  |  | #REF! | #REF! | #REF! | #REF! | #REF! | #REF!
9.41 |  |  | #REF! | #REF! | #REF! | #REF! | #REF! | #REF!
9.42 |  |  | #REF! | #REF! | #REF! | #REF! | #REF! | #REF!
9.43 |  |  | #REF! | #REF! | #REF! | #REF! | #REF! | #REF!
9.44 |  |  | #REF! | #REF! | #REF! | #REF! | #REF! | #REF!
9.45 |  |  | #REF! | #REF! | #REF! | #REF! | #REF! | #REF!
9.46 |  |  | #REF! | #REF! | #REF! | #REF! | #REF! | #REF!
9.47 |  |  | #REF! | #REF! | #REF! | #REF! | #REF! | #REF!
9.48 |  |  | #REF! | #REF! | #REF! | #REF! | #REF! | #REF!
9.49 |  |  | #REF! | #REF! | #REF! | #REF! | #REF! | #REF!
9.50 |  |  | #REF! | #REF! | #REF! | #REF! | #REF! | #REF!
9.51 |  |  | #REF! | #REF! | #REF! | #REF! | #REF! | #REF!
9.52 |  |  | #REF! | #REF! | #REF! | #REF! | #REF! | #REF!
9.53 |  |  | #REF! | #REF! | #REF! | #REF! | #REF! | #REF!
9.54 |  |  | #REF! | #REF! | #REF! | #REF! | #REF! | #REF!
9.55 |  |  | #REF! | #REF! | #REF! | #REF! | #REF! | #REF!
9.56 |  |  | #REF! | #REF! | #REF! | #REF! | #REF! | #REF!
9.57 |  |  | #REF! | #REF! | #REF! | #REF! | #REF! | #REF!
9.58 |  |  | #REF! | #REF! | #REF! | #REF! | #REF! | #REF!
9.59 |  |  | #REF! | #REF! | #REF! | #REF! | #REF! | #REF!
9.60 |  |  | #REF! | #REF! | #REF! | #REF! | #REF! | #REF!
9.61 |  |  | #REF! | #REF! | #REF! | #REF! | #REF! | #REF!
9.62 |  |  | #REF! | #REF! | #REF! | #REF! | #REF! | #REF!
9.63 |  |  | #REF! | #REF! | #REF! | #REF! | #REF! | #REF!
9.64 |  |  | #REF! | #REF! | #REF! | #REF! | #REF! | #REF!
9.65 |  |  | #REF! | #REF! | #REF! | #REF! | #REF! | #REF!
9.66 |  |  | #REF! | #REF! | #REF! | #REF! | #REF! | #REF!
9.67 |  |  | #REF! | #REF! | #REF! | #REF! | #REF! | #REF!
9.68 |  |  | #REF! | #REF! | #REF! | #REF! | #REF! | #REF!
9.69 |  |  | #REF! | #REF! | #REF! | #REF! | #REF! | #REF!
9.70 |  |  | #REF! | #REF! | #REF! | #REF! | #REF! | #REF!
9.71 |  |  | #REF! | #REF! | #REF! | #REF! | #REF! | #REF!
9.72 |  |  | #REF! | #REF! | #REF! | #REF! | #REF! | #REF!
9.73 |  |  | #REF! | #REF! | #REF! | #REF! | #REF! | #REF!
9.74 |  |  | #REF! | #REF! | #REF! | #REF! | #REF! | #REF!
9.75 |  |  | #REF! | #REF! | #REF! | #REF! | #REF! | #REF!
9.76 |  |  | #REF! | #REF! | #REF! | #REF! | #REF! | #REF!
9.77 |  |  | #REF! | #REF! | #REF! | #REF! | #REF! | #REF!
9.78 |  |  | #REF! | #REF! | #REF! | #REF! | #REF! | #REF!
9.79 |  |  | #REF! | #REF! | #REF! | #REF! | #REF! | #REF!
9.80 |  |  | #REF! | #REF! | #REF! | #REF! | #REF! | #REF!
9.81 |  |  | #REF! | #REF! | #REF! | #REF! | #REF! | #REF!
9.82 |  |  | #REF! | #REF! | #REF! | #REF! | #REF! | #REF!
9.83 |  |  | #REF! | #REF! | #REF! | #REF! | #REF! | #REF!
9.84 |  |  | #REF! | #REF! | #REF! | #REF! | #REF! | #REF!
9.85 |  |  | #REF! | #REF! | #REF! | #REF! | #REF! | #REF!
9.86 |  |  | #REF! | #REF! | #REF! | #REF! | #REF! | #REF!
9.87 |  |  | #REF! | #REF! | #REF! | #REF! | #REF! | #REF!
9.88 |  |  | #REF! | #REF! | #REF! | #REF! | #REF! | #REF!
9.89 |  |  | #REF! | #REF! | #REF! | #REF! | #REF! | #REF!
9.90 |  |  | #REF! | #REF! | #REF! | #REF! | #REF! | #REF!
9.91 |  |  | #REF! | #REF! | #REF! | #REF! | #REF! | #REF!
9.92 |  |  | #REF! | #REF! | #REF! | #REF! | #REF! | #REF!
9.93 |  |  | #REF! | #REF! | #REF! | #REF! | #REF! | #REF!
9.94 |  |  | #REF! | #REF! | #REF! | #REF! | #REF! | #REF!
9.95 |  |  | #REF! | #REF! | #REF! | #REF! | #REF! | #REF!
9.96 |  |  | #REF! | #REF! | #REF! | #REF! | #REF! | #REF!
9.97 |  |  | #REF! | #REF! | #REF! | #REF! | #REF! | #REF!
9.98 |  |  | #REF! | #REF! | #REF! | #REF! | #REF! | #REF!
COBERTURA
10 | #REF! |  | #REF! |  |  |  |  | #REF!
10.1 |  |  | #REF! | #REF! | #REF! | #REF! | #REF! | #REF!
10.2 | Teste 2 | 21.01.07 | #REF! | #REF! | #REF! | #REF! | #REF! | #REF!
10.3 |  |  | #REF! | #REF! | #REF! | #REF! | #REF! | #REF!
10.4 |  |  | #REF! | #REF! | #REF! | #REF! | #REF! | #REF!
10.5 |  |  | #REF! | #REF! | #REF! | #REF! | #REF! | #REF!
10.6 |  |  | #REF! | #REF! | #REF! | #REF! | #REF! | #REF!
10.7 |  |  | #REF! | #REF! | #REF! | #REF! | #REF! | #REF!
10.8 |  |  | #REF! | #REF! | #REF! | #REF! | #REF! | #REF!
10.9 |  |  | #REF! | #REF! | #REF! | #REF! | #REF! | #REF!
10.10 |  |  | #REF! | #REF! | #REF! | #REF! | #REF! | #REF!
10.11 |  |  | #REF! | #REF! | #REF! | #REF! | #REF! | #REF!
10.12 |  |  | #REF! | #REF! | #REF! | #REF! | #REF! | #REF!
10.13 |  |  | #REF! | #REF! | #REF! | #REF! | #REF! | #REF!
10.14 |  |  | #REF! | #REF! | #REF! | #REF! | #REF! | #REF!
10.15 |  |  | #REF! | #REF! | #REF! | #REF! | #REF! | #REF!
10.16 |  |  | #REF! | #REF! | #REF! | #REF! | #REF! | #REF!
10.17 |  |  | #REF! | #REF! | #REF! | #REF! | #REF! | #REF!
10.18 |  |  | #REF! | #REF! | #REF! | #REF! | #REF! | #REF!
10.19 |  |  | #REF! | #REF! | #REF! | #REF! | #REF! | #REF!
10.20 |  |  | #REF! | #REF! | #REF! | #REF! | #REF! | #REF!
10.21 |  |  | #REF! | #REF! | #REF! | #REF! | #REF! | #REF!
10.22 |  |  | #REF! | #REF! | #REF! | #REF! | #REF! | #REF!
10.23 |  |  | #REF! | #REF! | #REF! | #REF! | #REF! | #REF!
10.24 |  |  | #REF! | #REF! | #REF! | #REF! | #REF! | #REF!
10.25 |  |  | #REF! | #REF! | #REF! | #REF! | #REF! | #REF!
10.26 |  |  | #REF! | #REF! | #REF! | #REF! | #REF! | #REF!
10.27 |  |  | #REF! | #REF! | #REF! | #REF! | #REF! | #REF!
10.28 |  |  | #REF! | #REF! | #REF! | #REF! | #REF! | #REF!
10.29 |  |  | #REF! | #REF! | #REF! | #REF! | #REF! | #REF!
10.30 |  |  | #REF! | #REF! | #REF! | #REF! | #REF! | #REF!
10.31 |  |  | #REF! | #REF! | #REF! | #REF! | #REF! | #REF!
10.32 |  |  | #REF! | #REF! | #REF! | #REF! | #REF! | #REF!
10.33 |  |  | #REF! | #REF! | #REF! | #REF! | #REF! | #REF!
10.34 |  |  | #REF! | #REF! | #REF! | #REF! | #REF! | #REF!
10.35 |  |  | #REF! | #REF! | #REF! | #REF! | #REF! | #REF!
10.36 |  |  | #REF! | #REF! | #REF! | #REF! | #REF! | #REF!
10.37 |  |  | #REF! | #REF! | #REF! | #REF! | #REF! | #REF!
10.38 |  |  | #REF! | #REF! | #REF! | #REF! | #REF! | #REF!
10.39 |  |  | #REF! | #REF! | #REF! | #REF! | #REF! | #REF!
10.40 |  |  | #REF! | #REF! | #REF! | #REF! | #REF! | #REF!
10.41 |  |  | #REF! | #REF! | #REF! | #REF! | #REF! | #REF!
10.42 |  |  | #REF! | #REF! | #REF! | #REF! | #REF! | #REF!
10.43 |  |  | #REF! | #REF! | #REF! | #REF! | #REF! | #REF!
10.44 |  |  | #REF! | #REF! | #REF! | #REF! | #REF! | #REF!
10.45 |  |  | #REF! | #REF! | #REF! | #REF! | #REF! | #REF!
10.46 |  |  | #REF! | #REF! | #REF! | #REF! | #REF! | #REF!
10.47 |  |  | #REF! | #REF! | #REF! | #REF! | #REF! | #REF!
10.48 |  |  | #REF! | #REF! | #REF! | #REF! | #REF! | #REF!
10.49 |  |  | #REF! | #REF! | #REF! | #REF! | #REF! | #REF!
10.50 |  |  | #REF! | #REF! | #REF! | #REF! | #REF! | #REF!
10.51 |  |  | #REF! | #REF! | #REF! | #REF! | #REF! | #REF!
10.52 |  |  | #REF! | #REF! | #REF! | #REF! | #REF! | #REF!
10.53 |  |  | #REF! | #REF! | #REF! | #REF! | #REF! | #REF!
10.54 |  |  | #REF! | #REF! | #REF! | #REF! | #REF! | #REF!
10.55 |  |  | #REF! | #REF! | #REF! | #REF! | #REF! | #REF!
10.56 |  |  | #REF! | #REF! | #REF! | #REF! | #REF! | #REF!
10.57 |  |  | #REF! | #REF! | #REF! | #REF! | #REF! | #REF!
10.58 |  |  | #REF! | #REF! | #REF! | #REF! | #REF! | #REF!
10.59 |  |  | #REF! | #REF! | #REF! | #REF! | #REF! | #REF!
10.60 |  |  | #REF! | #REF! | #REF! | #REF! | #REF! | #REF!
10.61 |  |  | #REF! | #REF! | #REF! | #REF! | #REF! | #REF!
10.62 |  |  | #REF! | #REF! | #REF! | #REF! | #REF! | #REF!
10.63 |  |  | #REF! | #REF! | #REF! | #REF! | #REF! | #REF!
10.64 |  |  | #REF! | #REF! | #REF! | #REF! | #REF! | #REF!
10.65 |  |  | #REF! | #REF! | #REF! | #REF! | #REF! | #REF!
10.66 |  |  | #REF! | #REF! | #REF! | #REF! | #REF! | #REF!
10.67 |  |  | #REF! | #REF! | #REF! | #REF! | #REF! | #REF!
10.68 |  |  | #REF! | #REF! | #REF! | #REF! | #REF! | #REF!
10.69 |  |  | #REF! | #REF! | #REF! | #REF! | #REF! | #REF!
10.70 |  |  | #REF! | #REF! | #REF! | #REF! | #REF! | #REF!
10.71 |  |  | #REF! | #REF! | #REF! | #REF! | #REF! | #REF!
10.72 |  |  | #REF! | #REF! | #REF! | #REF! | #REF! | #REF!
10.73 |  |  | #REF! | #REF! | #REF! | #REF! | #REF! | #REF!
10.74 |  |  | #REF! | #REF! | #REF! | #REF! | #REF! | #REF!
10.75 |  |  | #REF! | #REF! | #REF! | #REF! | #REF! | #REF!
10.76 |  |  | #REF! | #REF! | #REF! | #REF! | #REF! | #REF!
10.77 |  |  | #REF! | #REF! | #REF! | #REF! | #REF! | #REF!
10.78 |  |  | #REF! | #REF! | #REF! | #REF! | #REF! | #REF!
10.79 |  |  | #REF! | #REF! | #REF! | #REF! | #REF! | #REF!
10.80 |  |  | #REF! | #REF! | #REF! | #REF! | #REF! | #REF!
10.81 |  |  | #REF! | #REF! | #REF! | #REF! | #REF! | #REF!
10.82 |  |  | #REF! | #REF! | #REF! | #REF! | #REF! | #REF!
10.83 |  |  | #REF! | #REF! | #REF! | #REF! | #REF! | #REF!
10.84 |  |  | #REF! | #REF! | #REF! | #REF! | #REF! | #REF!
10.85 |  |  | #REF! | #REF! | #REF! | #REF! | #REF! | #REF!
10.86 |  |  | #REF! | #REF! | #REF! | #REF! | #REF! | #REF!
10.87 |  |  | #REF! | #REF! | #REF! | #REF! | #REF! | #REF!
10.88 |  |  | #REF! | #REF! | #REF! | #REF! | #REF! | #REF!
10.89 |  |  | #REF! | #REF! | #REF! | #REF! | #REF! | #REF!
10.90 |  |  | #REF! | #REF! | #REF! | #REF! | #REF! | #REF!
10.91 |  |  | #REF! | #REF! | #REF! | #REF! | #REF! | #REF!
10.92 |  |  | #REF! | #REF! | #REF! | #REF! | #REF! | #REF!
10.93 |  |  | #REF! | #REF! | #REF! | #REF! | #REF! | #REF!
10.94 |  |  | #REF! | #REF! | #REF! | #REF! | #REF! | #REF!
10.95 |  |  | #REF! | #REF! | #REF! | #REF! | #REF! | #REF!
10.96 |  |  | #REF! | #REF! | #REF! | #REF! | #REF! | #REF!
10.97 |  |  | #REF! | #REF! | #REF! | #REF! | #REF! | #REF!
10.98 |  |  | #REF! | #REF! | #REF! | #REF! | #REF! | #REF!
#REF!
11 | #REF! |  | #REF! |  |  |  |  | #REF!
11.1 |  |  | #REF! | #REF! | #REF! | #REF! | #REF! | #REF!
11.2 |  |  | #REF! | #REF! | #REF! | #REF! | #REF! | #REF!
11.3 |  |  | #REF! | #REF! | #REF! | #REF! | #REF! | #REF!
11.4 |  |  | #REF! | #REF! | #REF! | #REF! | #REF! | #REF!
11.5 |  |  | #REF! | #REF! | #REF! | #REF! | #REF! | #REF!
11.6 |  |  | #REF! | #REF! | #REF! | #REF! | #REF! | #REF!
11.7 |  |  | #REF! | #REF! | #REF! | #REF! | #REF! | #REF!
11.8 |  |  | #REF! | #REF! | #REF! | #REF! | #REF! | #REF!
11.9 |  |  | #REF! | #REF! | #REF! | #REF! | #REF! | #REF!
11.10 |  |  | #REF! | #REF! | #REF! | #REF! | #REF! | #REF!
11.11 |  |  | #REF! | #REF! | #REF! | #REF! | #REF! | #REF!
11.12 |  |  | #REF! | #REF! | #REF! | #REF! | #REF! | #REF!
11.13 |  |  | #REF! | #REF! | #REF! | #REF! | #REF! | #REF!
11.14 |  |  | #REF! | #REF! | #REF! | #REF! | #REF! | #REF!
11.15 |  |  | #REF! | #REF! | #REF! | #REF! | #REF! | #REF!
11.16 |  |  | #REF! | #REF! | #REF! | #REF! | #REF! | #REF!
11.17 |  |  | #REF! | #REF! | #REF! | #REF! | #REF! | #REF!
11.18 |  |  | #REF! | #REF! | #REF! | #REF! | #REF! | #REF!
11.19 |  |  | #REF! | #REF! | #REF! | #REF! | #REF! | #REF!
11.20 |  |  | #REF! | #REF! | #REF! | #REF! | #REF! | #REF!
11.21 |  |  | #REF! | #REF! | #REF! | #REF! | #REF! | #REF!
11.22 |  |  | #REF! | #REF! | #REF! | #REF! | #REF! | #REF!
11.23 |  |  | #REF! | #REF! | #REF! | #REF! | #REF! | #REF!
11.24 |  |  | #REF! | #REF! | #REF! | #REF! | #REF! | #REF!
11.25 |  |  | #REF! | #REF! | #REF! | #REF! | #REF! | #REF!
11.26 |  |  | #REF! | #REF! | #REF! | #REF! | #REF! | #REF!
11.27 |  |  | #REF! | #REF! | #REF! | #REF! | #REF! | #REF!
11.28 |  |  | #REF! | #REF! | #REF! | #REF! | #REF! | #REF!
11.29 |  |  | #REF! | #REF! | #REF! | #REF! | #REF! | #REF!
11.30 |  |  | #REF! | #REF! | #REF! | #REF! | #REF! | #REF!
11.31 |  |  | #REF! | #REF! | #REF! | #REF! | #REF! | #REF!
11.32 |  |  | #REF! | #REF! | #REF! | #REF! | #REF! | #REF!
11.33 |  |  | #REF! | #REF! | #REF! | #REF! | #REF! | #REF!
11.34 |  |  | #REF! | #REF! | #REF! | #REF! | #REF! | #REF!
11.35 |  |  | #REF! | #REF! | #REF! | #REF! | #REF! | #REF!
11.36 |  |  | #REF! | #REF! | #REF! | #REF! | #REF! | #REF!
11.37 |  |  | #REF! | #REF! | #REF! | #REF! | #REF! | #REF!
11.38 |  |  | #REF! | #REF! | #REF! | #REF! | #REF! | #REF!
11.39 |  |  | #REF! | #REF! | #REF! | #REF! | #REF! | #REF!
11.40 |  |  | #REF! | #REF! | #REF! | #REF! | #REF! | #REF!
11.41 |  |  | #REF! | #REF! | #REF! | #REF! | #REF! | #REF!
11.42 |  |  | #REF! | #REF! | #REF! | #REF! | #REF! | #REF!
11.43 |  |  | #REF! | #REF! | #REF! | #REF! | #REF! | #REF!
11.44 |  |  | #REF! | #REF! | #REF! | #REF! | #REF! | #REF!
11.45 |  |  | #REF! | #REF! | #REF! | #REF! | #REF! | #REF!
11.46 |  |  | #REF! | #REF! | #REF! | #REF! | #REF! | #REF!
11.47 |  |  | #REF! | #REF! | #REF! | #REF! | #REF! | #REF!
11.48 |  |  | #REF! | #REF! | #REF! | #REF! | #REF! | #REF!
11.49 |  |  | #REF! | #REF! | #REF! | #REF! | #REF! | #REF!
11.50 |  |  | #REF! | #REF! | #REF! | #REF! | #REF! | #REF!
11.51 |  |  | #REF! | #REF! | #REF! | #REF! | #REF! | #REF!
11.52 |  |  | #REF! | #REF! | #REF! | #REF! | #REF! | #REF!
11.53 |  |  | #REF! | #REF! | #REF! | #REF! | #REF! | #REF!
11.54 |  |  | #REF! | #REF! | #REF! | #REF! | #REF! | #REF!
11.55 |  |  | #REF! | #REF! | #REF! | #REF! | #REF! | #REF!
11.56 |  |  | #REF! | #REF! | #REF! | #REF! | #REF! | #REF!
11.57 |  |  | #REF! | #REF! | #REF! | #REF! | #REF! | #REF!
11.58 |  |  | #REF! | #REF! | #REF! | #REF! | #REF! | #REF!
11.59 |  |  | #REF! | #REF! | #REF! | #REF! | #REF! | #REF!
11.60 |  |  | #REF! | #REF! | #REF! | #REF! | #REF! | #REF!
11.61 |  |  | #REF! | #REF! | #REF! | #REF! | #REF! | #REF!
11.62 |  |  | #REF! | #REF! | #REF! | #REF! | #REF! | #REF!
11.63 |  |  | #REF! | #REF! | #REF! | #REF! | #REF! | #REF!
11.64 |  |  | #REF! | #REF! | #REF! | #REF! | #REF! | #REF!
11.65 |  |  | #REF! | #REF! | #REF! | #REF! | #REF! | #REF!
11.66 |  |  | #REF! | #REF! | #REF! | #REF! | #REF! | #REF!
11.67 |  |  | #REF! | #REF! | #REF! | #REF! | #REF! | #REF!
11.68 |  |  | #REF! | #REF! | #REF! | #REF! | #REF! | #REF!
11.69 |  |  | #REF! | #REF! | #REF! | #REF! | #REF! | #REF!
11.70 |  |  | #REF! | #REF! | #REF! | #REF! | #REF! | #REF!
11.71 |  |  | #REF! | #REF! | #REF! | #REF! | #REF! | #REF!
11.72 |  |  | #REF! | #REF! | #REF! | #REF! | #REF! | #REF!
11.73 |  |  | #REF! | #REF! | #REF! | #REF! | #REF! | #REF!
11.74 |  |  | #REF! | #REF! | #REF! | #REF! | #REF! | #REF!
11.75 |  |  | #REF! | #REF! | #REF! | #REF! | #REF! | #REF!
11.76 |  |  | #REF! | #REF! | #REF! | #REF! | #REF! | #REF!
11.77 |  |  | #REF! | #REF! | #REF! | #REF! | #REF! | #REF!
11.78 |  |  | #REF! | #REF! | #REF! | #REF! | #REF! | #REF!
11.79 |  |  | #REF! | #REF! | #REF! | #REF! | #REF! | #REF!
11.80 |  |  | #REF! | #REF! | #REF! | #REF! | #REF! | #REF!
11.81 |  |  | #REF! | #REF! | #REF! | #REF! | #REF! | #REF!
11.82 |  |  | #REF! | #REF! | #REF! | #REF! | #REF! | #REF!
11.83 |  |  | #REF! | #REF! | #REF! | #REF! | #REF! | #REF!
11.84 |  |  | #REF! | #REF! | #REF! | #REF! | #REF! | #REF!
11.85 |  |  | #REF! | #REF! | #REF! | #REF! | #REF! | #REF!
11.86 |  |  | #REF! | #REF! | #REF! | #REF! | #REF! | #REF!
11.87 |  |  | #REF! | #REF! | #REF! | #REF! | #REF! | #REF!
11.88 |  |  | #REF! | #REF! | #REF! | #REF! | #REF! | #REF!
11.89 |  |  | #REF! | #REF! | #REF! | #REF! | #REF! | #REF!
11.90 |  |  | #REF! | #REF! | #REF! | #REF! | #REF! | #REF!
11.91 |  |  | #REF! | #REF! | #REF! | #REF! | #REF! | #REF!
11.92 |  |  | #REF! | #REF! | #REF! | #REF! | #REF! | #REF!
11.93 |  |  | #REF! | #REF! | #REF! | #REF! | #REF! | #REF!
11.94 |  |  | #REF! | #REF! | #REF! | #REF! | #REF! | #REF!
11.95 |  |  | #REF! | #REF! | #REF! | #REF! | #REF! | #REF!
11.96 |  |  | #REF! | #REF! | #REF! | #REF! | #REF! | #REF!
11.97 |  |  | #REF! | #REF! | #REF! | #REF! | #REF! | #REF!
11.98 |  |  | #REF! | #REF! | #REF! | #REF! | #REF! | #REF!
#REF!
12 | #REF! |  | #REF! |  |  |  |  | #REF!
12.1 |  |  | #REF! | #REF! | #REF! | #REF! | #REF! | #REF!
12.2 |  |  | #REF! | #REF! | #REF! | #REF! | #REF! | #REF!
12.3 |  |  | #REF! | #REF! | #REF! | #REF! | #REF! | #REF!
12.4 |  |  | #REF! | #REF! | #REF! | #REF! | #REF! | #REF!
12.5 |  |  | #REF! | #REF! | #REF! | #REF! | #REF! | #REF!
12.6 |  |  | #REF! | #REF! | #REF! | #REF! | #REF! | #REF!
12.7 |  |  | #REF! | #REF! | #REF! | #REF! | #REF! | #REF!
12.8 |  |  | #REF! | #REF! | #REF! | #REF! | #REF! | #REF!
12.9 |  |  | #REF! | #REF! | #REF! | #REF! | #REF! | #REF!
12.10 |  |  | #REF! | #REF! | #REF! | #REF! | #REF! | #REF!
12.11 |  |  | #REF! | #REF! | #REF! | #REF! | #REF! | #REF!
12.12 |  |  | #REF! | #REF! | #REF! | #REF! | #REF! | #REF!
12.13 |  |  | #REF! | #REF! | #REF! | #REF! | #REF! | #REF!
12.14 |  |  | #REF! | #REF! | #REF! | #REF! | #REF! | #REF!
12.15 |  |  | #REF! | #REF! | #REF! | #REF! | #REF! | #REF!
12.16 |  |  | #REF! | #REF! | #REF! | #REF! | #REF! | #REF!
12.17 |  |  | #REF! | #REF! | #REF! | #REF! | #REF! | #REF!
12.18 |  |  | #REF! | #REF! | #REF! | #REF! | #REF! | #REF!
12.19 |  |  | #REF! | #REF! | #REF! | #REF! | #REF! | #REF!
12.20 |  |  | #REF! | #REF! | #REF! | #REF! | #REF! | #REF!
12.21 |  |  | #REF! | #REF! | #REF! | #REF! | #REF! | #REF!
12.22 |  |  | #REF! | #REF! | #REF! | #REF! | #REF! | #REF!
12.23 |  |  | #REF! | #REF! | #REF! | #REF! | #REF! | #REF!
12.24 |  |  | #REF! | #REF! | #REF! | #REF! | #REF! | #REF!
12.25 |  |  | #REF! | #REF! | #REF! | #REF! | #REF! | #REF!
12.26 |  |  | #REF! | #REF! | #REF! | #REF! | #REF! | #REF!
12.27 |  |  | #REF! | #REF! | #REF! | #REF! | #REF! | #REF!
12.28 |  |  | #REF! | #REF! | #REF! | #REF! | #REF! | #REF!
12.29 |  |  | #REF! | #REF! | #REF! | #REF! | #REF! | #REF!
12.30 |  |  | #REF! | #REF! | #REF! | #REF! | #REF! | #REF!
12.31 |  |  | #REF! | #REF! | #REF! | #REF! | #REF! | #REF!
12.32 |  |  | #REF! | #REF! | #REF! | #REF! | #REF! | #REF!
12.33 |  |  | #REF! | #REF! | #REF! | #REF! | #REF! | #REF!
12.34 |  |  | #REF! | #REF! | #REF! | #REF! | #REF! | #REF!
12.35 |  |  | #REF! | #REF! | #REF! | #REF! | #REF! | #REF!
12.36 |  |  | #REF! | #REF! | #REF! | #REF! | #REF! | #REF!
12.37 |  |  | #REF! | #REF! | #REF! | #REF! | #REF! | #REF!
12.38 |  |  | #REF! | #REF! | #REF! | #REF! | #REF! | #REF!
12.39 |  |  | #REF! | #REF! | #REF! | #REF! | #REF! | #REF!
12.40 |  |  | #REF! | #REF! | #REF! | #REF! | #REF! | #REF!
12.41 |  |  | #REF! | #REF! | #REF! | #REF! | #REF! | #REF!
12.42 |  |  | #REF! | #REF! | #REF! | #REF! | #REF! | #REF!
12.43 |  |  | #REF! | #REF! | #REF! | #REF! | #REF! | #REF!
12.44 |  |  | #REF! | #REF! | #REF! | #REF! | #REF! | #REF!
12.45 |  |  | #REF! | #REF! | #REF! | #REF! | #REF! | #REF!
12.46 |  |  | #REF! | #REF! | #REF! | #REF! | #REF! | #REF!
12.47 |  |  | #REF! | #REF! | #REF! | #REF! | #REF! | #REF!
12.48 |  |  | #REF! | #REF! | #REF! | #REF! | #REF! | #REF!
12.49 |  |  | #REF! | #REF! | #REF! | #REF! | #REF! | #REF!
12.50 |  |  | #REF! | #REF! | #REF! | #REF! | #REF! | #REF!
12.51 |  |  | #REF! | #REF! | #REF! | #REF! | #REF! | #REF!
12.52 |  |  | #REF! | #REF! | #REF! | #REF! | #REF! | #REF!
12.53 |  |  | #REF! | #REF! | #REF! | #REF! | #REF! | #REF!
12.54 |  |  | #REF! | #REF! | #REF! | #REF! | #REF! | #REF!
12.55 |  |  | #REF! | #REF! | #REF! | #REF! | #REF! | #REF!
12.56 |  |  | #REF! | #REF! | #REF! | #REF! | #REF! | #REF!
12.57 |  |  | #REF! | #REF! | #REF! | #REF! | #REF! | #REF!
12.58 |  |  | #REF! | #REF! | #REF! | #REF! | #REF! | #REF!
12.59 |  |  | #REF! | #REF! | #REF! | #REF! | #REF! | #REF!
12.60 |  |  | #REF! | #REF! | #REF! | #REF! | #REF! | #REF!
12.61 |  |  | #REF! | #REF! | #REF! | #REF! | #REF! | #REF!
12.62 |  |  | #REF! | #REF! | #REF! | #REF! | #REF! | #REF!
12.63 |  |  | #REF! | #REF! | #REF! | #REF! | #REF! | #REF!
12.64 |  |  | #REF! | #REF! | #REF! | #REF! | #REF! | #REF!
12.65 |  |  | #REF! | #REF! | #REF! | #REF! | #REF! | #REF!
12.66 |  |  | #REF! | #REF! | #REF! | #REF! | #REF! | #REF!
12.67 |  |  | #REF! | #REF! | #REF! | #REF! | #REF! | #REF!
12.68 |  |  | #REF! | #REF! | #REF! | #REF! | #REF! | #REF!
12.69 |  |  | #REF! | #REF! | #REF! | #REF! | #REF! | #REF!
12.70 |  |  | #REF! | #REF! | #REF! | #REF! | #REF! | #REF!
12.71 |  |  | #REF! | #REF! | #REF! | #REF! | #REF! | #REF!
12.72 |  |  | #REF! | #REF! | #REF! | #REF! | #REF! | #REF!
12.73 |  |  | #REF! | #REF! | #REF! | #REF! | #REF! | #REF!
12.74 |  |  | #REF! | #REF! | #REF! | #REF! | #REF! | #REF!
12.75 |  |  | #REF! | #REF! | #REF! | #REF! | #REF! | #REF!
12.76 |  |  | #REF! | #REF! | #REF! | #REF! | #REF! | #REF!
12.77 |  |  | #REF! | #REF! | #REF! | #REF! | #REF! | #REF!
12.78 |  |  | #REF! | #REF! | #REF! | #REF! | #REF! | #REF!
12.79 |  |  | #REF! | #REF! | #REF! | #REF! | #REF! | #REF!
12.80 |  |  | #REF! | #REF! | #REF! | #REF! | #REF! | #REF!
12.81 |  |  | #REF! | #REF! | #REF! | #REF! | #REF! | #REF!
12.82 |  |  | #REF! | #REF! | #REF! | #REF! | #REF! | #REF!
12.83 |  |  | #REF! | #REF! | #REF! | #REF! | #REF! | #REF!
12.84 |  |  | #REF! | #REF! | #REF! | #REF! | #REF! | #REF!
12.85 |  |  | #REF! | #REF! | #REF! | #REF! | #REF! | #REF!
12.86 |  |  | #REF! | #REF! | #REF! | #REF! | #REF! | #REF!
12.87 |  |  | #REF! | #REF! | #REF! | #REF! | #REF! | #REF!
12.88 |  |  | #REF! | #REF! | #REF! | #REF! | #REF! | #REF!
12.89 |  |  | #REF! | #REF! | #REF! | #REF! | #REF! | #REF!
12.90 |  |  | #REF! | #REF! | #REF! | #REF! | #REF! | #REF!
12.91 |  |  | #REF! | #REF! | #REF! | #REF! | #REF! | #REF!
12.92 |  |  | #REF! | #REF! | #REF! | #REF! | #REF! | #REF!
12.93 |  |  | #REF! | #REF! | #REF! | #REF! | #REF! | #REF!
12.94 |  |  | #REF! | #REF! | #REF! | #REF! | #REF! | #REF!
12.95 |  |  | #REF! | #REF! | #REF! | #REF! | #REF! | #REF!
12.96 |  |  | #REF! | #REF! | #REF! | #REF! | #REF! | #REF!
12.97 |  |  | #REF! | #REF! | #REF! | #REF! | #REF! | #REF!
12.98 |  |  | #REF! | #REF! | #REF! | #REF! | #REF! | #REF!
#REF!
13 | #REF! |  | #REF! |  |  |  |  | #REF!
13.1 |  |  | #REF! | #REF! | #REF! | #REF! | #REF! | #REF!
13.2 | Teste 2 | 21.01.07 | #REF! | #REF! | #REF! | #REF! | #REF! | #REF!
13.3 |  |  | #REF! | #REF! | #REF! | #REF! | #REF! | #REF!
13.4 |  |  | #REF! | #REF! | #REF! | #REF! | #REF! | #REF!
13.5 |  |  | #REF! | #REF! | #REF! | #REF! | #REF! | #REF!
13.6 |  |  | #REF! | #REF! | #REF! | #REF! | #REF! | #REF!
13.7 |  |  | #REF! | #REF! | #REF! | #REF! | #REF! | #REF!
13.8 |  |  | #REF! | #REF! | #REF! | #REF! | #REF! | #REF!
13.9 |  |  | #REF! | #REF! | #REF! | #REF! | #REF! | #REF!
13.10 |  |  | #REF! | #REF! | #REF! | #REF! | #REF! | #REF!
13.11 |  |  | #REF! | #REF! | #REF! | #REF! | #REF! | #REF!
13.12 |  |  | #REF! | #REF! | #REF! | #REF! | #REF! | #REF!
13.13 |  |  | #REF! | #REF! | #REF! | #REF! | #REF! | #REF!
13.14 |  |  | #REF! | #REF! | #REF! | #REF! | #REF! | #REF!
13.15 |  |  | #REF! | #REF! | #REF! | #REF! | #REF! | #REF!
13.16 |  |  | #REF! | #REF! | #REF! | #REF! | #REF! | #REF!
13.17 |  |  | #REF! | #REF! | #REF! | #REF! | #REF! | #REF!
13.18 |  |  | #REF! | #REF! | #REF! | #REF! | #REF! | #REF!
13.19 |  |  | #REF! | #REF! | #REF! | #REF! | #REF! | #REF!
13.20 |  |  | #REF! | #REF! | #REF! | #REF! | #REF! | #REF!
13.21 |  |  | #REF! | #REF! | #REF! | #REF! | #REF! | #REF!
13.22 |  |  | #REF! | #REF! | #REF! | #REF! | #REF! | #REF!
13.23 |  |  | #REF! | #REF! | #REF! | #REF! | #REF! | #REF!
13.24 |  |  | #REF! | #REF! | #REF! | #REF! | #REF! | #REF!
13.25 |  |  | #REF! | #REF! | #REF! | #REF! | #REF! | #REF!
13.26 |  |  | #REF! | #REF! | #REF! | #REF! | #REF! | #REF!
13.27 |  |  | #REF! | #REF! | #REF! | #REF! | #REF! | #REF!
13.28 |  |  | #REF! | #REF! | #REF! | #REF! | #REF! | #REF!
13.29 |  |  | #REF! | #REF! | #REF! | #REF! | #REF! | #REF!
13.30 |  |  | #REF! | #REF! | #REF! | #REF! | #REF! | #REF!
13.31 |  |  | #REF! | #REF! | #REF! | #REF! | #REF! | #REF!
13.32 |  |  | #REF! | #REF! | #REF! | #REF! | #REF! | #REF!
13.33 |  |  | #REF! | #REF! | #REF! | #REF! | #REF! | #REF!
13.34 |  |  | #REF! | #REF! | #REF! | #REF! | #REF! | #REF!
13.35 |  |  | #REF! | #REF! | #REF! | #REF! | #REF! | #REF!
13.36 |  |  | #REF! | #REF! | #REF! | #REF! | #REF! | #REF!
13.37 |  |  | #REF! | #REF! | #REF! | #REF! | #REF! | #REF!
13.38 |  |  | #REF! | #REF! | #REF! | #REF! | #REF! | #REF!
13.39 |  |  | #REF! | #REF! | #REF! | #REF! | #REF! | #REF!
13.40 |  |  | #REF! | #REF! | #REF! | #REF! | #REF! | #REF!
13.41 |  |  | #REF! | #REF! | #REF! | #REF! | #REF! | #REF!
13.42 |  |  | #REF! | #REF! | #REF! | #REF! | #REF! | #REF!
13.43 |  |  | #REF! | #REF! | #REF! | #REF! | #REF! | #REF!
13.44 |  |  | #REF! | #REF! | #REF! | #REF! | #REF! | #REF!
13.45 |  |  | #REF! | #REF! | #REF! | #REF! | #REF! | #REF!
13.46 |  |  | #REF! | #REF! | #REF! | #REF! | #REF! | #REF!
13.47 |  |  | #REF! | #REF! | #REF! | #REF! | #REF! | #REF!
13.48 |  |  | #REF! | #REF! | #REF! | #REF! | #REF! | #REF!
13.49 |  |  | #REF! | #REF! | #REF! | #REF! | #REF! | #REF!
13.50 |  |  | #REF! | #REF! | #REF! | #REF! | #REF! | #REF!
13.51 |  |  | #REF! | #REF! | #REF! | #REF! | #REF! | #REF!
13.52 |  |  | #REF! | #REF! | #REF! | #REF! | #REF! | #REF!
13.53 |  |  | #REF! | #REF! | #REF! | #REF! | #REF! | #REF!
13.54 |  |  | #REF! | #REF! | #REF! | #REF! | #REF! | #REF!
13.55 |  |  | #REF! | #REF! | #REF! | #REF! | #REF! | #REF!
13.56 |  |  | #REF! | #REF! | #REF! | #REF! | #REF! | #REF!
13.57 |  |  | #REF! | #REF! | #REF! | #REF! | #REF! | #REF!
13.58 |  |  | #REF! | #REF! | #REF! | #REF! | #REF! | #REF!
13.59 |  |  | #REF! | #REF! | #REF! | #REF! | #REF! | #REF!
13.60 |  |  | #REF! | #REF! | #REF! | #REF! | #REF! | #REF!
13.61 |  |  | #REF! | #REF! | #REF! | #REF! | #REF! | #REF!
13.62 |  |  | #REF! | #REF! | #REF! | #REF! | #REF! | #REF!
13.63 |  |  | #REF! | #REF! | #REF! | #REF! | #REF! | #REF!
13.64 |  |  | #REF! | #REF! | #REF! | #REF! | #REF! | #REF!
13.65 |  |  | #REF! | #REF! | #REF! | #REF! | #REF! | #REF!
13.66 |  |  | #REF! | #REF! | #REF! | #REF! | #REF! | #REF!
13.67 |  |  | #REF! | #REF! | #REF! | #REF! | #REF! | #REF!
13.68 |  |  | #REF! | #REF! | #REF! | #REF! | #REF! | #REF!
13.69 |  |  | #REF! | #REF! | #REF! | #REF! | #REF! | #REF!
13.70 |  |  | #REF! | #REF! | #REF! | #REF! | #REF! | #REF!
13.71 |  |  | #REF! | #REF! | #REF! | #REF! | #REF! | #REF!
13.72 |  |  | #REF! | #REF! | #REF! | #REF! | #REF! | #REF!
13.73 |  |  | #REF! | #REF! | #REF! | #REF! | #REF! | #REF!
13.74 |  |  | #REF! | #REF! | #REF! | #REF! | #REF! | #REF!
13.75 |  |  | #REF! | #REF! | #REF! | #REF! | #REF! | #REF!
13.76 |  |  | #REF! | #REF! | #REF! | #REF! | #REF! | #REF!
13.77 |  |  | #REF! | #REF! | #REF! | #REF! | #REF! | #REF!
13.78 |  |  | #REF! | #REF! | #REF! | #REF! | #REF! | #REF!
13.79 |  |  | #REF! | #REF! | #REF! | #REF! | #REF! | #REF!
13.80 |  |  | #REF! | #REF! | #REF! | #REF! | #REF! | #REF!
13.81 |  |  | #REF! | #REF! | #REF! | #REF! | #REF! | #REF!
13.82 |  |  | #REF! | #REF! | #REF! | #REF! | #REF! | #REF!
13.83 |  |  | #REF! | #REF! | #REF! | #REF! | #REF! | #REF!
13.84 |  |  | #REF! | #REF! | #REF! | #REF! | #REF! | #REF!
13.85 |  |  | #REF! | #REF! | #REF! | #REF! | #REF! | #REF!
13.86 |  |  | #REF! | #REF! | #REF! | #REF! | #REF! | #REF!
13.87 |  |  | #REF! | #REF! | #REF! | #REF! | #REF! | #REF!
13.88 |  |  | #REF! | #REF! | #REF! | #REF! | #REF! | #REF!
13.89 |  |  | #REF! | #REF! | #REF! | #REF! | #REF! | #REF!
13.90 |  |  | #REF! | #REF! | #REF! | #REF! | #REF! | #REF!
13.91 |  |  | #REF! | #REF! | #REF! | #REF! | #REF! | #REF!
13.92 |  |  | #REF! | #REF! | #REF! | #REF! | #REF! | #REF!
13.93 |  |  | #REF! | #REF! | #REF! | #REF! | #REF! | #REF!
13.94 |  |  | #REF! | #REF! | #REF! | #REF! | #REF! | #REF!
13.95 |  |  | #REF! | #REF! | #REF! | #REF! | #REF! | #REF!
13.96 |  |  | #REF! | #REF! | #REF! | #REF! | #REF! | #REF!
13.97 |  |  | #REF! | #REF! | #REF! | #REF! | #REF! | #REF!
13.98 |  |  | #REF! | #REF! | #REF! | #REF! | #REF! | #REF!
#REF!
14 | #REF! |  | #REF! |  |  |  |  | #REF!
14.1 |  |  | #REF! | #REF! | #REF! | #REF! | #REF! | #REF!
14.2 | Teste 2 | 21.01.07 | #REF! | #REF! | #REF! | #REF! | #REF! | #REF!
14.3 |  |  | #REF! | #REF! | #REF! | #REF! | #REF! | #REF!
14.4 |  |  | #REF! | #REF! | #REF! | #REF! | #REF! | #REF!
14.5 |  |  | #REF! | #REF! | #REF! | #REF! | #REF! | #REF!
14.6 |  |  | #REF! | #REF! | #REF! | #REF! | #REF! | #REF!
14.7 |  |  | #REF! | #REF! | #REF! | #REF! | #REF! | #REF!
14.8 |  |  | #REF! | #REF! | #REF! | #REF! | #REF! | #REF!
14.9 |  |  | #REF! | #REF! | #REF! | #REF! | #REF! | #REF!
14.10 |  |  | #REF! | #REF! | #REF! | #REF! | #REF! | #REF!
14.11 |  |  | #REF! | #REF! | #REF! | #REF! | #REF! | #REF!
14.12 |  |  | #REF! | #REF! | #REF! | #REF! | #REF! | #REF!
14.13 |  |  | #REF! | #REF! | #REF! | #REF! | #REF! | #REF!
14.14 |  |  | #REF! | #REF! | #REF! | #REF! | #REF! | #REF!
14.15 |  |  | #REF! | #REF! | #REF! | #REF! | #REF! | #REF!
14.16 |  |  | #REF! | #REF! | #REF! | #REF! | #REF! | #REF!
14.17 |  |  | #REF! | #REF! | #REF! | #REF! | #REF! | #REF!
14.18 |  |  | #REF! | #REF! | #REF! | #REF! | #REF! | #REF!
14.19 |  |  | #REF! | #REF! | #REF! | #REF! | #REF! | #REF!
14.20 |  |  | #REF! | #REF! | #REF! | #REF! | #REF! | #REF!
14.21 |  |  | #REF! | #REF! | #REF! | #REF! | #REF! | #REF!
14.22 |  |  | #REF! | #REF! | #REF! | #REF! | #REF! | #REF!
14.23 |  |  | #REF! | #REF! | #REF! | #REF! | #REF! | #REF!
14.24 |  |  | #REF! | #REF! | #REF! | #REF! | #REF! | #REF!
14.25 |  |  | #REF! | #REF! | #REF! | #REF! | #REF! | #REF!
14.26 |  |  | #REF! | #REF! | #REF! | #REF! | #REF! | #REF!
14.27 |  |  | #REF! | #REF! | #REF! | #REF! | #REF! | #REF!
14.28 |  |  | #REF! | #REF! | #REF! | #REF! | #REF! | #REF!
14.29 |  |  | #REF! | #REF! | #REF! | #REF! | #REF! | #REF!
14.30 |  |  | #REF! | #REF! | #REF! | #REF! | #REF! | #REF!
14.31 |  |  | #REF! | #REF! | #REF! | #REF! | #REF! | #REF!
14.32 |  |  | #REF! | #REF! | #REF! | #REF! | #REF! | #REF!
14.33 |  |  | #REF! | #REF! | #REF! | #REF! | #REF! | #REF!
14.34 |  |  | #REF! | #REF! | #REF! | #REF! | #REF! | #REF!
14.35 |  |  | #REF! | #REF! | #REF! | #REF! | #REF! | #REF!
14.36 |  |  | #REF! | #REF! | #REF! | #REF! | #REF! | #REF!
14.37 |  |  | #REF! | #REF! | #REF! | #REF! | #REF! | #REF!
14.38 |  |  | #REF! | #REF! | #REF! | #REF! | #REF! | #REF!
14.39 |  |  | #REF! | #REF! | #REF! | #REF! | #REF! | #REF!
14.40 |  |  | #REF! | #REF! | #REF! | #REF! | #REF! | #REF!
14.41 |  |  | #REF! | #REF! | #REF! | #REF! | #REF! | #REF!
14.42 |  |  | #REF! | #REF! | #REF! | #REF! | #REF! | #REF!
14.43 |  |  | #REF! | #REF! | #REF! | #REF! | #REF! | #REF!
14.44 |  |  | #REF! | #REF! | #REF! | #REF! | #REF! | #REF!
14.45 |  |  | #REF! | #REF! | #REF! | #REF! | #REF! | #REF!
14.46 |  |  | #REF! | #REF! | #REF! | #REF! | #REF! | #REF!
14.47 |  |  | #REF! | #REF! | #REF! | #REF! | #REF! | #REF!
14.48 |  |  | #REF! | #REF! | #REF! | #REF! | #REF! | #REF!
14.49 |  |  | #REF! | #REF! | #REF! | #REF! | #REF! | #REF!
14.50 |  |  | #REF! | #REF! | #REF! | #REF! | #REF! | #REF!
14.51 |  |  | #REF! | #REF! | #REF! | #REF! | #REF! | #REF!
14.52 |  |  | #REF! | #REF! | #REF! | #REF! | #REF! | #REF!
14.53 |  |  | #REF! | #REF! | #REF! | #REF! | #REF! | #REF!
14.54 |  |  | #REF! | #REF! | #REF! | #REF! | #REF! | #REF!
14.55 |  |  | #REF! | #REF! | #REF! | #REF! | #REF! | #REF!
14.56 |  |  | #REF! | #REF! | #REF! | #REF! | #REF! | #REF!
14.57 |  |  | #REF! | #REF! | #REF! | #REF! | #REF! | #REF!
14.58 |  |  | #REF! | #REF! | #REF! | #REF! | #REF! | #REF!
14.59 |  |  | #REF! | #REF! | #REF! | #REF! | #REF! | #REF!
14.60 |  |  | #REF! | #REF! | #REF! | #REF! | #REF! | #REF!
14.61 |  |  | #REF! | #REF! | #REF! | #REF! | #REF! | #REF!
14.62 |  |  | #REF! | #REF! | #REF! | #REF! | #REF! | #REF!
14.63 |  |  | #REF! | #REF! | #REF! | #REF! | #REF! | #REF!
14.64 |  |  | #REF! | #REF! | #REF! | #REF! | #REF! | #REF!
14.65 |  |  | #REF! | #REF! | #REF! | #REF! | #REF! | #REF!
14.66 |  |  | #REF! | #REF! | #REF! | #REF! | #REF! | #REF!
14.67 |  |  | #REF! | #REF! | #REF! | #REF! | #REF! | #REF!
14.68 |  |  | #REF! | #REF! | #REF! | #REF! | #REF! | #REF!
14.69 |  |  | #REF! | #REF! | #REF! | #REF! | #REF! | #REF!
14.70 |  |  | #REF! | #REF! | #REF! | #REF! | #REF! | #REF!
14.71 |  |  | #REF! | #REF! | #REF! | #REF! | #REF! | #REF!
14.72 |  |  | #REF! | #REF! | #REF! | #REF! | #REF! | #REF!
14.73 |  |  | #REF! | #REF! | #REF! | #REF! | #REF! | #REF!
14.74 |  |  | #REF! | #REF! | #REF! | #REF! | #REF! | #REF!
14.75 |  |  | #REF! | #REF! | #REF! | #REF! | #REF! | #REF!
14.76 |  |  | #REF! | #REF! | #REF! | #REF! | #REF! | #REF!
14.77 |  |  | #REF! | #REF! | #REF! | #REF! | #REF! | #REF!
14.78 |  |  | #REF! | #REF! | #REF! | #REF! | #REF! | #REF!
14.79 |  |  | #REF! | #REF! | #REF! | #REF! | #REF! | #REF!
14.80 |  |  | #REF! | #REF! | #REF! | #REF! | #REF! | #REF!
14.81 |  |  | #REF! | #REF! | #REF! | #REF! | #REF! | #REF!
14.82 |  |  | #REF! | #REF! | #REF! | #REF! | #REF! | #REF!
14.83 |  |  | #REF! | #REF! | #REF! | #REF! | #REF! | #REF!
14.84 |  |  | #REF! | #REF! | #REF! | #REF! | #REF! | #REF!
14.85 |  |  | #REF! | #REF! | #REF! | #REF! | #REF! | #REF!
14.86 |  |  | #REF! | #REF! | #REF! | #REF! | #REF! | #REF!
14.87 |  |  | #REF! | #REF! | #REF! | #REF! | #REF! | #REF!
14.88 |  |  | #REF! | #REF! | #REF! | #REF! | #REF! | #REF!
14.89 |  |  | #REF! | #REF! | #REF! | #REF! | #REF! | #REF!
14.90 |  |  | #REF! | #REF! | #REF! | #REF! | #REF! | #REF!
14.91 |  |  | #REF! | #REF! | #REF! | #REF! | #REF! | #REF!
14.92 |  |  | #REF! | #REF! | #REF! | #REF! | #REF! | #REF!
14.93 |  |  | #REF! | #REF! | #REF! | #REF! | #REF! | #REF!
14.94 |  |  | #REF! | #REF! | #REF! | #REF! | #REF! | #REF!
14.95 |  |  | #REF! | #REF! | #REF! | #REF! | #REF! | #REF!
14.96 |  |  | #REF! | #REF! | #REF! | #REF! | #REF! | #REF!
14.97 |  |  | #REF! | #REF! | #REF! | #REF! | #REF! | #REF!
14.98 |  |  | #REF! | #REF! | #REF! | #REF! | #REF! | #REF!
#REF!
15 | #REF! |  | #REF! |  |  |  |  | #REF!
15.1 |  |  | #REF! | #REF! | #REF! | #REF! | #REF! | #REF!
15.2 |  |  | #REF! | #REF! | #REF! | #REF! | #REF! | #REF!
15.3 |  |  | #REF! | #REF! | #REF! | #REF! | #REF! | #REF!
15.4 |  |  | #REF! | #REF! | #REF! | #REF! | #REF! | #REF!
15.5 |  |  | #REF! | #REF! | #REF! | #REF! | #REF! | #REF!
15.6 |  |  | #REF! | #REF! | #REF! | #REF! | #REF! | #REF!
15.7 |  |  | #REF! | #REF! | #REF! | #REF! | #REF! | #REF!
15.8 |  |  | #REF! | #REF! | #REF! | #REF! | #REF! | #REF!
15.9 |  |  | #REF! | #REF! | #REF! | #REF! | #REF! | #REF!
15.10 |  |  | #REF! | #REF! | #REF! | #REF! | #REF! | #REF!
15.11 |  |  | #REF! | #REF! | #REF! | #REF! | #REF! | #REF!
15.12 |  |  | #REF! | #REF! | #REF! | #REF! | #REF! | #REF!
15.13 |  |  | #REF! | #REF! | #REF! | #REF! | #REF! | #REF!
15.14 |  |  | #REF! | #REF! | #REF! | #REF! | #REF! | #REF!
15.15 |  |  | #REF! | #REF! | #REF! | #REF! | #REF! | #REF!
15.16 |  |  | #REF! | #REF! | #REF! | #REF! | #REF! | #REF!
15.17 |  |  | #REF! | #REF! | #REF! | #REF! | #REF! | #REF!
15.18 |  |  | #REF! | #REF! | #REF! | #REF! | #REF! | #REF!
15.19 |  |  | #REF! | #REF! | #REF! | #REF! | #REF! | #REF!
15.20 |  |  | #REF! | #REF! | #REF! | #REF! | #REF! | #REF!
15.21 |  |  | #REF! | #REF! | #REF! | #REF! | #REF! | #REF!
15.22 |  |  | #REF! | #REF! | #REF! | #REF! | #REF! | #REF!
15.23 |  |  | #REF! | #REF! | #REF! | #REF! | #REF! | #REF!
15.24 |  |  | #REF! | #REF! | #REF! | #REF! | #REF! | #REF!
15.25 |  |  | #REF! | #REF! | #REF! | #REF! | #REF! | #REF!
15.26 |  |  | #REF! | #REF! | #REF! | #REF! | #REF! | #REF!
15.27 |  |  | #REF! | #REF! | #REF! | #REF! | #REF! | #REF!
15.28 |  |  | #REF! | #REF! | #REF! | #REF! | #REF! | #REF!
15.29 |  |  | #REF! | #REF! | #REF! | #REF! | #REF! | #REF!
15.30 |  |  | #REF! | #REF! | #REF! | #REF! | #REF! | #REF!
15.31 |  |  | #REF! | #REF! | #REF! | #REF! | #REF! | #REF!
15.32 |  |  | #REF! | #REF! | #REF! | #REF! | #REF! | #REF!
15.33 |  |  | #REF! | #REF! | #REF! | #REF! | #REF! | #REF!
15.34 |  |  | #REF! | #REF! | #REF! | #REF! | #REF! | #REF!
15.35 |  |  | #REF! | #REF! | #REF! | #REF! | #REF! | #REF!
15.36 |  |  | #REF! | #REF! | #REF! | #REF! | #REF! | #REF!
15.37 |  |  | #REF! | #REF! | #REF! | #REF! | #REF! | #REF!
15.38 |  |  | #REF! | #REF! | #REF! | #REF! | #REF! | #REF!
15.39 |  |  | #REF! | #REF! | #REF! | #REF! | #REF! | #REF!
15.40 |  |  | #REF! | #REF! | #REF! | #REF! | #REF! | #REF!
15.41 |  |  | #REF! | #REF! | #REF! | #REF! | #REF! | #REF!
15.42 |  |  | #REF! | #REF! | #REF! | #REF! | #REF! | #REF!
15.43 |  |  | #REF! | #REF! | #REF! | #REF! | #REF! | #REF!
15.44 |  |  | #REF! | #REF! | #REF! | #REF! | #REF! | #REF!
15.45 |  |  | #REF! | #REF! | #REF! | #REF! | #REF! | #REF!
15.46 |  |  | #REF! | #REF! | #REF! | #REF! | #REF! | #REF!
15.47 |  |  | #REF! | #REF! | #REF! | #REF! | #REF! | #REF!
15.48 |  |  | #REF! | #REF! | #REF! | #REF! | #REF! | #REF!
15.49 |  |  | #REF! | #REF! | #REF! | #REF! | #REF! | #REF!
15.50 |  |  | #REF! | #REF! | #REF! | #REF! | #REF! | #REF!
15.51 |  |  | #REF! | #REF! | #REF! | #REF! | #REF! | #REF!
15.52 |  |  | #REF! | #REF! | #REF! | #REF! | #REF! | #REF!
15.53 |  |  | #REF! | #REF! | #REF! | #REF! | #REF! | #REF!
15.54 |  |  | #REF! | #REF! | #REF! | #REF! | #REF! | #REF!
15.55 |  |  | #REF! | #REF! | #REF! | #REF! | #REF! | #REF!
15.56 |  |  | #REF! | #REF! | #REF! | #REF! | #REF! | #REF!
15.57 |  |  | #REF! | #REF! | #REF! | #REF! | #REF! | #REF!
15.58 |  |  | #REF! | #REF! | #REF! | #REF! | #REF! | #REF!
15.59 |  |  | #REF! | #REF! | #REF! | #REF! | #REF! | #REF!
15.60 |  |  | #REF! | #REF! | #REF! | #REF! | #REF! | #REF!
15.61 |  |  | #REF! | #REF! | #REF! | #REF! | #REF! | #REF!
15.62 |  |  | #REF! | #REF! | #REF! | #REF! | #REF! | #REF!
15.63 |  |  | #REF! | #REF! | #REF! | #REF! | #REF! | #REF!
15.64 |  |  | #REF! | #REF! | #REF! | #REF! | #REF! | #REF!
15.65 |  |  | #REF! | #REF! | #REF! | #REF! | #REF! | #REF!
15.66 |  |  | #REF! | #REF! | #REF! | #REF! | #REF! | #REF!
15.67 |  |  | #REF! | #REF! | #REF! | #REF! | #REF! | #REF!
15.68 |  |  | #REF! | #REF! | #REF! | #REF! | #REF! | #REF!
15.69 |  |  | #REF! | #REF! | #REF! | #REF! | #REF! | #REF!
15.70 |  |  | #REF! | #REF! | #REF! | #REF! | #REF! | #REF!
15.71 |  |  | #REF! | #REF! | #REF! | #REF! | #REF! | #REF!
15.72 |  |  | #REF! | #REF! | #REF! | #REF! | #REF! | #REF!
15.73 |  |  | #REF! | #REF! | #REF! | #REF! | #REF! | #REF!
15.74 |  |  | #REF! | #REF! | #REF! | #REF! | #REF! | #REF!
15.75 |  |  | #REF! | #REF! | #REF! | #REF! | #REF! | #REF!
15.76 |  |  | #REF! | #REF! | #REF! | #REF! | #REF! | #REF!
15.77 |  |  | #REF! | #REF! | #REF! | #REF! | #REF! | #REF!
15.78 |  |  | #REF! | #REF! | #REF! | #REF! | #REF! | #REF!
15.79 |  |  | #REF! | #REF! | #REF! | #REF! | #REF! | #REF!
15.80 |  |  | #REF! | #REF! | #REF! | #REF! | #REF! | #REF!
15.81 |  |  | #REF! | #REF! | #REF! | #REF! | #REF! | #REF!
15.82 |  |  | #REF! | #REF! | #REF! | #REF! | #REF! | #REF!
15.83 |  |  | #REF! | #REF! | #REF! | #REF! | #REF! | #REF!
15.84 |  |  | #REF! | #REF! | #REF! | #REF! | #REF! | #REF!
15.85 |  |  | #REF! | #REF! | #REF! | #REF! | #REF! | #REF!
15.86 |  |  | #REF! | #REF! | #REF! | #REF! | #REF! | #REF!
15.87 |  |  | #REF! | #REF! | #REF! | #REF! | #REF! | #REF!
15.88 |  |  | #REF! | #REF! | #REF! | #REF! | #REF! | #REF!
15.89 |  |  | #REF! | #REF! | #REF! | #REF! | #REF! | #REF!
15.90 |  |  | #REF! | #REF! | #REF! | #REF! | #REF! | #REF!
15.91 |  |  | #REF! | #REF! | #REF! | #REF! | #REF! | #REF!
15.92 |  |  | #REF! | #REF! | #REF! | #REF! | #REF! | #REF!
15.93 |  |  | #REF! | #REF! | #REF! | #REF! | #REF! | #REF!
15.94 |  |  | #REF! | #REF! | #REF! | #REF! | #REF! | #REF!
15.95 |  |  | #REF! | #REF! | #REF! | #REF! | #REF! | #REF!
15.96 |  |  | #REF! | #REF! | #REF! | #REF! | #REF! | #REF!
15.97 |  |  | #REF! | #REF! | #REF! | #REF! | #REF! | #REF!
15.98 |  |  | #REF! | #REF! | #REF! | #REF! | #REF! | #REF!
#REF!
16 | #REF! |  | #REF! |  |  |  |  | #REF!
16.1 |  |  | #REF! | #REF! | #REF! | #REF! | #REF! | #REF!
16.2 | Teste 2 | 21.01.07 | #REF! | #REF! | #REF! | #REF! | #REF! | #REF!
16.3 |  |  | #REF! | #REF! | #REF! | #REF! | #REF! | #REF!
16.4 |  |  | #REF! | #REF! | #REF! | #REF! | #REF! | #REF!
16.5 |  |  | #REF! | #REF! | #REF! | #REF! | #REF! | #REF!
16.6 |  |  | #REF! | #REF! | #REF! | #REF! | #REF! | #REF!
16.7 |  |  | #REF! | #REF! | #REF! | #REF! | #REF! | #REF!
16.8 |  |  | #REF! | #REF! | #REF! | #REF! | #REF! | #REF!
16.9 |  |  | #REF! | #REF! | #REF! | #REF! | #REF! | #REF!
16.10 |  |  | #REF! | #REF! | #REF! | #REF! | #REF! | #REF!
16.11 |  |  | #REF! | #REF! | #REF! | #REF! | #REF! | #REF!
16.12 |  |  | #REF! | #REF! | #REF! | #REF! | #REF! | #REF!
16.13 |  |  | #REF! | #REF! | #REF! | #REF! | #REF! | #REF!
16.14 |  |  | #REF! | #REF! | #REF! | #REF! | #REF! | #REF!
16.15 |  |  | #REF! | #REF! | #REF! | #REF! | #REF! | #REF!
16.16 |  |  | #REF! | #REF! | #REF! | #REF! | #REF! | #REF!
16.17 |  |  | #REF! | #REF! | #REF! | #REF! | #REF! | #REF!
16.18 |  |  | #REF! | #REF! | #REF! | #REF! | #REF! | #REF!
16.19 |  |  | #REF! | #REF! | #REF! | #REF! | #REF! | #REF!
16.20 |  |  | #REF! | #REF! | #REF! | #REF! | #REF! | #REF!
16.21 |  |  | #REF! | #REF! | #REF! | #REF! | #REF! | #REF!
16.22 |  |  | #REF! | #REF! | #REF! | #REF! | #REF! | #REF!
16.23 |  |  | #REF! | #REF! | #REF! | #REF! | #REF! | #REF!
16.24 |  |  | #REF! | #REF! | #REF! | #REF! | #REF! | #REF!
16.25 |  |  | #REF! | #REF! | #REF! | #REF! | #REF! | #REF!
16.26 |  |  | #REF! | #REF! | #REF! | #REF! | #REF! | #REF!
16.27 |  |  | #REF! | #REF! | #REF! | #REF! | #REF! | #REF!
16.28 |  |  | #REF! | #REF! | #REF! | #REF! | #REF! | #REF!
16.29 |  |  | #REF! | #REF! | #REF! | #REF! | #REF! | #REF!
16.30 |  |  | #REF! | #REF! | #REF! | #REF! | #REF! | #REF!
16.31 |  |  | #REF! | #REF! | #REF! | #REF! | #REF! | #REF!
16.32 |  |  | #REF! | #REF! | #REF! | #REF! | #REF! | #REF!
16.33 |  |  | #REF! | #REF! | #REF! | #REF! | #REF! | #REF!
16.34 |  |  | #REF! | #REF! | #REF! | #REF! | #REF! | #REF!
16.35 |  |  | #REF! | #REF! | #REF! | #REF! | #REF! | #REF!
16.36 |  |  | #REF! | #REF! | #REF! | #REF! | #REF! | #REF!
16.37 |  |  | #REF! | #REF! | #REF! | #REF! | #REF! | #REF!
16.38 |  |  | #REF! | #REF! | #REF! | #REF! | #REF! | #REF!
16.39 |  |  | #REF! | #REF! | #REF! | #REF! | #REF! | #REF!
16.40 |  |  | #REF! | #REF! | #REF! | #REF! | #REF! | #REF!
16.41 |  |  | #REF! | #REF! | #REF! | #REF! | #REF! | #REF!
16.42 |  |  | #REF! | #REF! | #REF! | #REF! | #REF! | #REF!
16.43 |  |  | #REF! | #REF! | #REF! | #REF! | #REF! | #REF!
16.44 |  |  | #REF! | #REF! | #REF! | #REF! | #REF! | #REF!
16.45 |  |  | #REF! | #REF! | #REF! | #REF! | #REF! | #REF!
16.46 |  |  | #REF! | #REF! | #REF! | #REF! | #REF! | #REF!
16.47 |  |  | #REF! | #REF! | #REF! | #REF! | #REF! | #REF!
16.48 |  |  | #REF! | #REF! | #REF! | #REF! | #REF! | #REF!
16.49 |  |  | #REF! | #REF! | #REF! | #REF! | #REF! | #REF!
16.50 |  |  | #REF! | #REF! | #REF! | #REF! | #REF! | #REF!
16.51 |  |  | #REF! | #REF! | #REF! | #REF! | #REF! | #REF!
16.52 |  |  | #REF! | #REF! | #REF! | #REF! | #REF! | #REF!
16.53 |  |  | #REF! | #REF! | #REF! | #REF! | #REF! | #REF!
16.54 |  |  | #REF! | #REF! | #REF! | #REF! | #REF! | #REF!
16.55 |  |  | #REF! | #REF! | #REF! | #REF! | #REF! | #REF!
16.56 |  |  | #REF! | #REF! | #REF! | #REF! | #REF! | #REF!
16.57 |  |  | #REF! | #REF! | #REF! | #REF! | #REF! | #REF!
16.58 |  |  | #REF! | #REF! | #REF! | #REF! | #REF! | #REF!
16.59 |  |  | #REF! | #REF! | #REF! | #REF! | #REF! | #REF!
16.60 |  |  | #REF! | #REF! | #REF! | #REF! | #REF! | #REF!
16.61 |  |  | #REF! | #REF! | #REF! | #REF! | #REF! | #REF!
16.62 |  |  | #REF! | #REF! | #REF! | #REF! | #REF! | #REF!
16.63 |  |  | #REF! | #REF! | #REF! | #REF! | #REF! | #REF!
16.64 |  |  | #REF! | #REF! | #REF! | #REF! | #REF! | #REF!
16.65 |  |  | #REF! | #REF! | #REF! | #REF! | #REF! | #REF!
16.66 |  |  | #REF! | #REF! | #REF! | #REF! | #REF! | #REF!
16.67 |  |  | #REF! | #REF! | #REF! | #REF! | #REF! | #REF!
16.68 |  |  | #REF! | #REF! | #REF! | #REF! | #REF! | #REF!
16.69 |  |  | #REF! | #REF! | #REF! | #REF! | #REF! | #REF!
16.70 |  |  | #REF! | #REF! | #REF! | #REF! | #REF! | #REF!
16.71 |  |  | #REF! | #REF! | #REF! | #REF! | #REF! | #REF!
16.72 |  |  | #REF! | #REF! | #REF! | #REF! | #REF! | #REF!
16.73 |  |  | #REF! | #REF! | #REF! | #REF! | #REF! | #REF!
16.74 |  |  | #REF! | #REF! | #REF! | #REF! | #REF! | #REF!
16.75 |  |  | #REF! | #REF! | #REF! | #REF! | #REF! | #REF!
16.76 |  |  | #REF! | #REF! | #REF! | #REF! | #REF! | #REF!
16.77 |  |  | #REF! | #REF! | #REF! | #REF! | #REF! | #REF!
16.78 |  |  | #REF! | #REF! | #REF! | #REF! | #REF! | #REF!
16.79 |  |  | #REF! | #REF! | #REF! | #REF! | #REF! | #REF!
16.80 |  |  | #REF! | #REF! | #REF! | #REF! | #REF! | #REF!
16.81 |  |  | #REF! | #REF! | #REF! | #REF! | #REF! | #REF!
16.82 |  |  | #REF! | #REF! | #REF! | #REF! | #REF! | #REF!
16.83 |  |  | #REF! | #REF! | #REF! | #REF! | #REF! | #REF!
16.84 |  |  | #REF! | #REF! | #REF! | #REF! | #REF! | #REF!
16.85 |  |  | #REF! | #REF! | #REF! | #REF! | #REF! | #REF!
16.86 |  |  | #REF! | #REF! | #REF! | #REF! | #REF! | #REF!
16.87 |  |  | #REF! | #REF! | #REF! | #REF! | #REF! | #REF!
16.88 |  |  | #REF! | #REF! | #REF! | #REF! | #REF! | #REF!
16.89 |  |  | #REF! | #REF! | #REF! | #REF! | #REF! | #REF!
16.90 |  |  | #REF! | #REF! | #REF! | #REF! | #REF! | #REF!
16.91 |  |  | #REF! | #REF! | #REF! | #REF! | #REF! | #REF!
16.92 |  |  | #REF! | #REF! | #REF! | #REF! | #REF! | #REF!
16.93 |  |  | #REF! | #REF! | #REF! | #REF! | #REF! | #REF!
16.94 |  |  | #REF! | #REF! | #REF! | #REF! | #REF! | #REF!
16.95 |  |  | #REF! | #REF! | #REF! | #REF! | #REF! | #REF!
16.96 |  |  | #REF! | #REF! | #REF! | #REF! | #REF! | #REF!
16.97 |  |  | #REF! | #REF! | #REF! | #REF! | #REF! | #REF!
16.98 |  |  | #REF! | #REF! | #REF! | #REF! | #REF! | #REF!
#REF!
17 | #REF! |  | #REF! |  |  |  |  | #REF!
17.1 |  |  | #REF! | #REF! | #REF! | #REF! | #REF! | #REF!
17.2 | Teste 2 | 21.01.07 | #REF! | #REF! | #REF! | #REF! | #REF! | #REF!
17.3 |  |  | #REF! | #REF! | #REF! | #REF! | #REF! | #REF!
17.4 |  |  | #REF! | #REF! | #REF! | #REF! | #REF! | #REF!
17.5 |  |  | #REF! | #REF! | #REF! | #REF! | #REF! | #REF!
17.6 |  |  | #REF! | #REF! | #REF! | #REF! | #REF! | #REF!
17.7 |  |  | #REF! | #REF! | #REF! | #REF! | #REF! | #REF!
17.8 |  |  | #REF! | #REF! | #REF! | #REF! | #REF! | #REF!
17.9 |  |  | #REF! | #REF! | #REF! | #REF! | #REF! | #REF!
17.10 |  |  | #REF! | #REF! | #REF! | #REF! | #REF! | #REF!
17.11 |  |  | #REF! | #REF! | #REF! | #REF! | #REF! | #REF!
17.12 |  |  | #REF! | #REF! | #REF! | #REF! | #REF! | #REF!
17.13 |  |  | #REF! | #REF! | #REF! | #REF! | #REF! | #REF!
17.14 |  |  | #REF! | #REF! | #REF! | #REF! | #REF! | #REF!
17.15 |  |  | #REF! | #REF! | #REF! | #REF! | #REF! | #REF!
17.16 |  |  | #REF! | #REF! | #REF! | #REF! | #REF! | #REF!
17.17 |  |  | #REF! | #REF! | #REF! | #REF! | #REF! | #REF!
17.18 |  |  | #REF! | #REF! | #REF! | #REF! | #REF! | #REF!
17.19 |  |  | #REF! | #REF! | #REF! | #REF! | #REF! | #REF!
17.20 |  |  | #REF! | #REF! | #REF! | #REF! | #REF! | #REF!
17.21 |  |  | #REF! | #REF! | #REF! | #REF! | #REF! | #REF!
17.22 |  |  | #REF! | #REF! | #REF! | #REF! | #REF! | #REF!
17.23 |  |  | #REF! | #REF! | #REF! | #REF! | #REF! | #REF!
17.24 |  |  | #REF! | #REF! | #REF! | #REF! | #REF! | #REF!
17.25 |  |  | #REF! | #REF! | #REF! | #REF! | #REF! | #REF!
17.26 |  |  | #REF! | #REF! | #REF! | #REF! | #REF! | #REF!
17.27 |  |  | #REF! | #REF! | #REF! | #REF! | #REF! | #REF!
17.28 |  |  | #REF! | #REF! | #REF! | #REF! | #REF! | #REF!
17.29 |  |  | #REF! | #REF! | #REF! | #REF! | #REF! | #REF!
17.30 |  |  | #REF! | #REF! | #REF! | #REF! | #REF! | #REF!
17.31 |  |  | #REF! | #REF! | #REF! | #REF! | #REF! | #REF!
17.32 |  |  | #REF! | #REF! | #REF! | #REF! | #REF! | #REF!
17.33 |  |  | #REF! | #REF! | #REF! | #REF! | #REF! | #REF!
17.34 |  |  | #REF! | #REF! | #REF! | #REF! | #REF! | #REF!
17.35 |  |  | #REF! | #REF! | #REF! | #REF! | #REF! | #REF!
17.36 |  |  | #REF! | #REF! | #REF! | #REF! | #REF! | #REF!
17.37 |  |  | #REF! | #REF! | #REF! | #REF! | #REF! | #REF!
17.38 |  |  | #REF! | #REF! | #REF! | #REF! | #REF! | #REF!
17.39 |  |  | #REF! | #REF! | #REF! | #REF! | #REF! | #REF!
17.40 |  |  | #REF! | #REF! | #REF! | #REF! | #REF! | #REF!
17.41 |  |  | #REF! | #REF! | #REF! | #REF! | #REF! | #REF!
17.42 |  |  | #REF! | #REF! | #REF! | #REF! | #REF! | #REF!
17.43 |  |  | #REF! | #REF! | #REF! | #REF! | #REF! | #REF!
17.44 |  |  | #REF! | #REF! | #REF! | #REF! | #REF! | #REF!
17.45 |  |  | #REF! | #REF! | #REF! | #REF! | #REF! | #REF!
17.46 |  |  | #REF! | #REF! | #REF! | #REF! | #REF! | #REF!
17.47 |  |  | #REF! | #REF! | #REF! | #REF! | #REF! | #REF!
17.48 |  |  | #REF! | #REF! | #REF! | #REF! | #REF! | #REF!
17.49 |  |  | #REF! | #REF! | #REF! | #REF! | #REF! | #REF!
17.50 |  |  | #REF! | #REF! | #REF! | #REF! | #REF! | #REF!
17.51 |  |  | #REF! | #REF! | #REF! | #REF! | #REF! | #REF!
17.52 |  |  | #REF! | #REF! | #REF! | #REF! | #REF! | #REF!
17.53 |  |  | #REF! | #REF! | #REF! | #REF! | #REF! | #REF!
17.54 |  |  | #REF! | #REF! | #REF! | #REF! | #REF! | #REF!
17.55 |  |  | #REF! | #REF! | #REF! | #REF! | #REF! | #REF!
17.56 |  |  | #REF! | #REF! | #REF! | #REF! | #REF! | #REF!
17.57 |  |  | #REF! | #REF! | #REF! | #REF! | #REF! | #REF!
17.58 |  |  | #REF! | #REF! | #REF! | #REF! | #REF! | #REF!
17.59 |  |  | #REF! | #REF! | #REF! | #REF! | #REF! | #REF!
17.60 |  |  | #REF! | #REF! | #REF! | #REF! | #REF! | #REF!
17.61 |  |  | #REF! | #REF! | #REF! | #REF! | #REF! | #REF!
17.62 |  |  | #REF! | #REF! | #REF! | #REF! | #REF! | #REF!
17.63 |  |  | #REF! | #REF! | #REF! | #REF! | #REF! | #REF!
17.64 |  |  | #REF! | #REF! | #REF! | #REF! | #REF! | #REF!
17.65 |  |  | #REF! | #REF! | #REF! | #REF! | #REF! | #REF!
17.66 |  |  | #REF! | #REF! | #REF! | #REF! | #REF! | #REF!
17.67 |  |  | #REF! | #REF! | #REF! | #REF! | #REF! | #REF!
17.68 |  |  | #REF! | #REF! | #REF! | #REF! | #REF! | #REF!
17.69 |  |  | #REF! | #REF! | #REF! | #REF! | #REF! | #REF!
17.70 |  |  | #REF! | #REF! | #REF! | #REF! | #REF! | #REF!
17.71 |  |  | #REF! | #REF! | #REF! | #REF! | #REF! | #REF!
17.72 |  |  | #REF! | #REF! | #REF! | #REF! | #REF! | #REF!
17.73 |  |  | #REF! | #REF! | #REF! | #REF! | #REF! | #REF!
17.74 |  |  | #REF! | #REF! | #REF! | #REF! | #REF! | #REF!
17.75 |  |  | #REF! | #REF! | #REF! | #REF! | #REF! | #REF!
17.76 |  |  | #REF! | #REF! | #REF! | #REF! | #REF! | #REF!
17.77 |  |  | #REF! | #REF! | #REF! | #REF! | #REF! | #REF!
17.78 |  |  | #REF! | #REF! | #REF! | #REF! | #REF! | #REF!
17.79 |  |  | #REF! | #REF! | #REF! | #REF! | #REF! | #REF!
17.80 |  |  | #REF! | #REF! | #REF! | #REF! | #REF! | #REF!
17.81 |  |  | #REF! | #REF! | #REF! | #REF! | #REF! | #REF!
17.82 |  |  | #REF! | #REF! | #REF! | #REF! | #REF! | #REF!
17.83 |  |  | #REF! | #REF! | #REF! | #REF! | #REF! | #REF!
17.84 |  |  | #REF! | #REF! | #REF! | #REF! | #REF! | #REF!
17.85 |  |  | #REF! | #REF! | #REF! | #REF! | #REF! | #REF!
17.86 |  |  | #REF! | #REF! | #REF! | #REF! | #REF! | #REF!
17.87 |  |  | #REF! | #REF! | #REF! | #REF! | #REF! | #REF!
17.88 |  |  | #REF! | #REF! | #REF! | #REF! | #REF! | #REF!
17.89 |  |  | #REF! | #REF! | #REF! | #REF! | #REF! | #REF!
17.90 |  |  | #REF! | #REF! | #REF! | #REF! | #REF! | #REF!
17.91 |  |  | #REF! | #REF! | #REF! | #REF! | #REF! | #REF!
17.92 |  |  | #REF! | #REF! | #REF! | #REF! | #REF! | #REF!
17.93 |  |  | #REF! | #REF! | #REF! | #REF! | #REF! | #REF!
17.94 |  |  | #REF! | #REF! | #REF! | #REF! | #REF! | #REF!
17.95 |  |  | #REF! | #REF! | #REF! | #REF! | #REF! | #REF!
17.96 |  |  | #REF! | #REF! | #REF! | #REF! | #REF! | #REF!
17.97 |  |  | #REF! | #REF! | #REF! | #REF! | #REF! | #REF!
17.98 |  |  | #REF! | #REF! | #REF! | #REF! | #REF! | #REF!
#REF!
18 | #REF! |  | #REF! |  |  |  |  | #REF!
18.1 |  |  | #REF! | #REF! | #REF! | #REF! | #REF! | #REF!
18.2 | Teste 2 | 21.01.07 | #REF! | #REF! | #REF! | #REF! | #REF! | #REF!
18.3 |  |  | #REF! | #REF! | #REF! | #REF! | #REF! | #REF!
18.4 |  |  | #REF! | #REF! | #REF! | #REF! | #REF! | #REF!
18.5 |  |  | #REF! | #REF! | #REF! | #REF! | #REF! | #REF!
18.6 |  |  | #REF! | #REF! | #REF! | #REF! | #REF! | #REF!
18.7 |  |  | #REF! | #REF! | #REF! | #REF! | #REF! | #REF!
18.8 |  |  | #REF! | #REF! | #REF! | #REF! | #REF! | #REF!
18.9 |  |  | #REF! | #REF! | #REF! | #REF! | #REF! | #REF!
18.10 |  |  | #REF! | #REF! | #REF! | #REF! | #REF! | #REF!
18.11 |  |  | #REF! | #REF! | #REF! | #REF! | #REF! | #REF!
18.12 |  |  | #REF! | #REF! | #REF! | #REF! | #REF! | #REF!
18.13 |  |  | #REF! | #REF! | #REF! | #REF! | #REF! | #REF!
18.14 |  |  | #REF! | #REF! | #REF! | #REF! | #REF! | #REF!
18.15 |  |  | #REF! | #REF! | #REF! | #REF! | #REF! | #REF!
18.16 |  |  | #REF! | #REF! | #REF! | #REF! | #REF! | #REF!
18.17 |  |  | #REF! | #REF! | #REF! | #REF! | #REF! | #REF!
18.18 |  |  | #REF! | #REF! | #REF! | #REF! | #REF! | #REF!
18.19 |  |  | #REF! | #REF! | #REF! | #REF! | #REF! | #REF!
18.20 |  |  | #REF! | #REF! | #REF! | #REF! | #REF! | #REF!
18.21 |  |  | #REF! | #REF! | #REF! | #REF! | #REF! | #REF!
18.22 |  |  | #REF! | #REF! | #REF! | #REF! | #REF! | #REF!
18.23 |  |  | #REF! | #REF! | #REF! | #REF! | #REF! | #REF!
18.24 |  |  | #REF! | #REF! | #REF! | #REF! | #REF! | #REF!
18.25 |  |  | #REF! | #REF! | #REF! | #REF! | #REF! | #REF!
18.26 |  |  | #REF! | #REF! | #REF! | #REF! | #REF! | #REF!
18.27 |  |  | #REF! | #REF! | #REF! | #REF! | #REF! | #REF!
18.28 |  |  | #REF! | #REF! | #REF! | #REF! | #REF! | #REF!
18.29 |  |  | #REF! | #REF! | #REF! | #REF! | #REF! | #REF!
18.30 |  |  | #REF! | #REF! | #REF! | #REF! | #REF! | #REF!
18.31 |  |  | #REF! | #REF! | #REF! | #REF! | #REF! | #REF!
18.32 |  |  | #REF! | #REF! | #REF! | #REF! | #REF! | #REF!
18.33 |  |  | #REF! | #REF! | #REF! | #REF! | #REF! | #REF!
18.34 |  |  | #REF! | #REF! | #REF! | #REF! | #REF! | #REF!
18.35 |  |  | #REF! | #REF! | #REF! | #REF! | #REF! | #REF!
18.36 |  |  | #REF! | #REF! | #REF! | #REF! | #REF! | #REF!
18.37 |  |  | #REF! | #REF! | #REF! | #REF! | #REF! | #REF!
18.38 |  |  | #REF! | #REF! | #REF! | #REF! | #REF! | #REF!
18.39 |  |  | #REF! | #REF! | #REF! | #REF! | #REF! | #REF!
18.40 |  |  | #REF! | #REF! | #REF! | #REF! | #REF! | #REF!
18.41 |  |  | #REF! | #REF! | #REF! | #REF! | #REF! | #REF!
18.42 |  |  | #REF! | #REF! | #REF! | #REF! | #REF! | #REF!
18.43 |  |  | #REF! | #REF! | #REF! | #REF! | #REF! | #REF!
18.44 |  |  | #REF! | #REF! | #REF! | #REF! | #REF! | #REF!
18.45 |  |  | #REF! | #REF! | #REF! | #REF! | #REF! | #REF!
18.46 |  |  | #REF! | #REF! | #REF! | #REF! | #REF! | #REF!
18.47 |  |  | #REF! | #REF! | #REF! | #REF! | #REF! | #REF!
18.48 |  |  | #REF! | #REF! | #REF! | #REF! | #REF! | #REF!
18.49 |  |  | #REF! | #REF! | #REF! | #REF! | #REF! | #REF!
18.50 |  |  | #REF! | #REF! | #REF! | #REF! | #REF! | #REF!
18.51 |  |  | #REF! | #REF! | #REF! | #REF! | #REF! | #REF!
18.52 |  |  | #REF! | #REF! | #REF! | #REF! | #REF! | #REF!
18.53 |  |  | #REF! | #REF! | #REF! | #REF! | #REF! | #REF!
18.54 |  |  | #REF! | #REF! | #REF! | #REF! | #REF! | #REF!
18.55 |  |  | #REF! | #REF! | #REF! | #REF! | #REF! | #REF!
18.56 |  |  | #REF! | #REF! | #REF! | #REF! | #REF! | #REF!
18.57 |  |  | #REF! | #REF! | #REF! | #REF! | #REF! | #REF!
18.58 |  |  | #REF! | #REF! | #REF! | #REF! | #REF! | #REF!
18.59 |  |  | #REF! | #REF! | #REF! | #REF! | #REF! | #REF!
18.60 |  |  | #REF! | #REF! | #REF! | #REF! | #REF! | #REF!
18.61 |  |  | #REF! | #REF! | #REF! | #REF! | #REF! | #REF!
18.62 |  |  | #REF! | #REF! | #REF! | #REF! | #REF! | #REF!
18.63 |  |  | #REF! | #REF! | #REF! | #REF! | #REF! | #REF!
18.64 |  |  | #REF! | #REF! | #REF! | #REF! | #REF! | #REF!
18.65 |  |  | #REF! | #REF! | #REF! | #REF! | #REF! | #REF!
18.66 |  |  | #REF! | #REF! | #REF! | #REF! | #REF! | #REF!
18.67 |  |  | #REF! | #REF! | #REF! | #REF! | #REF! | #REF!
18.68 |  |  | #REF! | #REF! | #REF! | #REF! | #REF! | #REF!
18.69 |  |  | #REF! | #REF! | #REF! | #REF! | #REF! | #REF!
18.70 |  |  | #REF! | #REF! | #REF! | #REF! | #REF! | #REF!
18.71 |  |  | #REF! | #REF! | #REF! | #REF! | #REF! | #REF!
18.72 |  |  | #REF! | #REF! | #REF! | #REF! | #REF! | #REF!
18.73 |  |  | #REF! | #REF! | #REF! | #REF! | #REF! | #REF!
18.74 |  |  | #REF! | #REF! | #REF! | #REF! | #REF! | #REF!
18.75 |  |  | #REF! | #REF! | #REF! | #REF! | #REF! | #REF!
18.76 |  |  | #REF! | #REF! | #REF! | #REF! | #REF! | #REF!
18.77 |  |  | #REF! | #REF! | #REF! | #REF! | #REF! | #REF!
18.78 |  |  | #REF! | #REF! | #REF! | #REF! | #REF! | #REF!
18.79 |  |  | #REF! | #REF! | #REF! | #REF! | #REF! | #REF!
18.80 |  |  | #REF! | #REF! | #REF! | #REF! | #REF! | #REF!
18.81 |  |  | #REF! | #REF! | #REF! | #REF! | #REF! | #REF!
18.82 |  |  | #REF! | #REF! | #REF! | #REF! | #REF! | #REF!
18.83 |  |  | #REF! | #REF! | #REF! | #REF! | #REF! | #REF!
18.84 |  |  | #REF! | #REF! | #REF! | #REF! | #REF! | #REF!
18.85 |  |  | #REF! | #REF! | #REF! | #REF! | #REF! | #REF!
18.86 |  |  | #REF! | #REF! | #REF! | #REF! | #REF! | #REF!
18.87 |  |  | #REF! | #REF! | #REF! | #REF! | #REF! | #REF!
18.88 |  |  | #REF! | #REF! | #REF! | #REF! | #REF! | #REF!
18.89 |  |  | #REF! | #REF! | #REF! | #REF! | #REF! | #REF!
18.90 |  |  | #REF! | #REF! | #REF! | #REF! | #REF! | #REF!
18.91 |  |  | #REF! | #REF! | #REF! | #REF! | #REF! | #REF!
18.92 |  |  | #REF! | #REF! | #REF! | #REF! | #REF! | #REF!
18.93 |  |  | #REF! | #REF! | #REF! | #REF! | #REF! | #REF!
18.94 |  |  | #REF! | #REF! | #REF! | #REF! | #REF! | #REF!
18.95 |  |  | #REF! | #REF! | #REF! | #REF! | #REF! | #REF!
18.96 |  |  | #REF! | #REF! | #REF! | #REF! | #REF! | #REF!
18.97 |  |  | #REF! | #REF! | #REF! | #REF! | #REF! | #REF!
18.98 |  |  | #REF! | #REF! | #REF! | #REF! | #REF! | #REF!
#REF!
19 | #REF! |  | #REF! |  |  |  |  | #REF!
19.1 |  |  | #REF! | #REF! | #REF! | #REF! | #REF! | #REF!
19.2 | Teste 2 | 21.01.07 | #REF! | #REF! | #REF! | #REF! | #REF! | #REF!
19.3 |  |  | #REF! | #REF! | #REF! | #REF! | #REF! | #REF!
19.4 |  |  | #REF! | #REF! | #REF! | #REF! | #REF! | #REF!
19.5 |  |  | #REF! | #REF! | #REF! | #REF! | #REF! | #REF!
19.6 |  |  | #REF! | #REF! | #REF! | #REF! | #REF! | #REF!
19.7 |  |  | #REF! | #REF! | #REF! | #REF! | #REF! | #REF!
19.8 |  |  | #REF! | #REF! | #REF! | #REF! | #REF! | #REF!
19.9 |  |  | #REF! | #REF! | #REF! | #REF! | #REF! | #REF!
19.10 |  |  | #REF! | #REF! | #REF! | #REF! | #REF! | #REF!
19.11 |  |  | #REF! | #REF! | #REF! | #REF! | #REF! | #REF!
19.12 |  |  | #REF! | #REF! | #REF! | #REF! | #REF! | #REF!
19.13 |  |  | #REF! | #REF! | #REF! | #REF! | #REF! | #REF!
19.14 |  |  | #REF! | #REF! | #REF! | #REF! | #REF! | #REF!
19.15 |  |  | #REF! | #REF! | #REF! | #REF! | #REF! | #REF!
19.16 |  |  | #REF! | #REF! | #REF! | #REF! | #REF! | #REF!
19.17 |  |  | #REF! | #REF! | #REF! | #REF! | #REF! | #REF!
19.18 |  |  | #REF! | #REF! | #REF! | #REF! | #REF! | #REF!
19.19 |  |  | #REF! | #REF! | #REF! | #REF! | #REF! | #REF!
19.20 |  |  | #REF! | #REF! | #REF! | #REF! | #REF! | #REF!
19.21 |  |  | #REF! | #REF! | #REF! | #REF! | #REF! | #REF!
19.22 |  |  | #REF! | #REF! | #REF! | #REF! | #REF! | #REF!
19.23 |  |  | #REF! | #REF! | #REF! | #REF! | #REF! | #REF!
19.24 |  |  | #REF! | #REF! | #REF! | #REF! | #REF! | #REF!
19.25 |  |  | #REF! | #REF! | #REF! | #REF! | #REF! | #REF!
19.26 |  |  | #REF! | #REF! | #REF! | #REF! | #REF! | #REF!
19.27 |  |  | #REF! | #REF! | #REF! | #REF! | #REF! | #REF!
19.28 |  |  | #REF! | #REF! | #REF! | #REF! | #REF! | #REF!
19.29 |  |  | #REF! | #REF! | #REF! | #REF! | #REF! | #REF!
19.30 |  |  | #REF! | #REF! | #REF! | #REF! | #REF! | #REF!
19.31 |  |  | #REF! | #REF! | #REF! | #REF! | #REF! | #REF!
19.32 |  |  | #REF! | #REF! | #REF! | #REF! | #REF! | #REF!
19.33 |  |  | #REF! | #REF! | #REF! | #REF! | #REF! | #REF!
19.34 |  |  | #REF! | #REF! | #REF! | #REF! | #REF! | #REF!
19.35 |  |  | #REF! | #REF! | #REF! | #REF! | #REF! | #REF!
19.36 |  |  | #REF! | #REF! | #REF! | #REF! | #REF! | #REF!
19.37 |  |  | #REF! | #REF! | #REF! | #REF! | #REF! | #REF!
19.38 |  |  | #REF! | #REF! | #REF! | #REF! | #REF! | #REF!
19.39 |  |  | #REF! | #REF! | #REF! | #REF! | #REF! | #REF!
19.40 |  |  | #REF! | #REF! | #REF! | #REF! | #REF! | #REF!
19.41 |  |  | #REF! | #REF! | #REF! | #REF! | #REF! | #REF!
19.42 |  |  | #REF! | #REF! | #REF! | #REF! | #REF! | #REF!
19.43 |  |  | #REF! | #REF! | #REF! | #REF! | #REF! | #REF!
19.44 |  |  | #REF! | #REF! | #REF! | #REF! | #REF! | #REF!
19.45 |  |  | #REF! | #REF! | #REF! | #REF! | #REF! | #REF!
19.46 |  |  | #REF! | #REF! | #REF! | #REF! | #REF! | #REF!
19.47 |  |  | #REF! | #REF! | #REF! | #REF! | #REF! | #REF!
19.48 |  |  | #REF! | #REF! | #REF! | #REF! | #REF! | #REF!
19.49 |  |  | #REF! | #REF! | #REF! | #REF! | #REF! | #REF!
19.50 |  |  | #REF! | #REF! | #REF! | #REF! | #REF! | #REF!
19.51 |  |  | #REF! | #REF! | #REF! | #REF! | #REF! | #REF!
19.52 |  |  | #REF! | #REF! | #REF! | #REF! | #REF! | #REF!
19.53 |  |  | #REF! | #REF! | #REF! | #REF! | #REF! | #REF!
19.54 |  |  | #REF! | #REF! | #REF! | #REF! | #REF! | #REF!
19.55 |  |  | #REF! | #REF! | #REF! | #REF! | #REF! | #REF!
19.56 |  |  | #REF! | #REF! | #REF! | #REF! | #REF! | #REF!
19.57 |  |  | #REF! | #REF! | #REF! | #REF! | #REF! | #REF!
19.58 |  |  | #REF! | #REF! | #REF! | #REF! | #REF! | #REF!
19.59 |  |  | #REF! | #REF! | #REF! | #REF! | #REF! | #REF!
19.60 |  |  | #REF! | #REF! | #REF! | #REF! | #REF! | #REF!
19.61 |  |  | #REF! | #REF! | #REF! | #REF! | #REF! | #REF!
19.62 |  |  | #REF! | #REF! | #REF! | #REF! | #REF! | #REF!
19.63 |  |  | #REF! | #REF! | #REF! | #REF! | #REF! | #REF!
19.64 |  |  | #REF! | #REF! | #REF! | #REF! | #REF! | #REF!
19.65 |  |  | #REF! | #REF! | #REF! | #REF! | #REF! | #REF!
19.66 |  |  | #REF! | #REF! | #REF! | #REF! | #REF! | #REF!
19.67 |  |  | #REF! | #REF! | #REF! | #REF! | #REF! | #REF!
19.68 |  |  | #REF! | #REF! | #REF! | #REF! | #REF! | #REF!
19.69 |  |  | #REF! | #REF! | #REF! | #REF! | #REF! | #REF!
19.70 |  |  | #REF! | #REF! | #REF! | #REF! | #REF! | #REF!
19.71 |  |  | #REF! | #REF! | #REF! | #REF! | #REF! | #REF!
19.72 |  |  | #REF! | #REF! | #REF! | #REF! | #REF! | #REF!
19.73 |  |  | #REF! | #REF! | #REF! | #REF! | #REF! | #REF!
19.74 |  |  | #REF! | #REF! | #REF! | #REF! | #REF! | #REF!
19.75 |  |  | #REF! | #REF! | #REF! | #REF! | #REF! | #REF!
19.76 |  |  | #REF! | #REF! | #REF! | #REF! | #REF! | #REF!
19.77 |  |  | #REF! | #REF! | #REF! | #REF! | #REF! | #REF!
19.78 |  |  | #REF! | #REF! | #REF! | #REF! | #REF! | #REF!
19.79 |  |  | #REF! | #REF! | #REF! | #REF! | #REF! | #REF!
19.80 |  |  | #REF! | #REF! | #REF! | #REF! | #REF! | #REF!
19.81 |  |  | #REF! | #REF! | #REF! | #REF! | #REF! | #REF!
19.82 |  |  | #REF! | #REF! | #REF! | #REF! | #REF! | #REF!
19.83 |  |  | #REF! | #REF! | #REF! | #REF! | #REF! | #REF!
19.84 |  |  | #REF! | #REF! | #REF! | #REF! | #REF! | #REF!
19.85 |  |  | #REF! | #REF! | #REF! | #REF! | #REF! | #REF!
19.86 |  |  | #REF! | #REF! | #REF! | #REF! | #REF! | #REF!
19.87 |  |  | #REF! | #REF! | #REF! | #REF! | #REF! | #REF!
19.88 |  |  | #REF! | #REF! | #REF! | #REF! | #REF! | #REF!
19.89 |  |  | #REF! | #REF! | #REF! | #REF! | #REF! | #REF!
19.90 |  |  | #REF! | #REF! | #REF! | #REF! | #REF! | #REF!
19.91 |  |  | #REF! | #REF! | #REF! | #REF! | #REF! | #REF!
19.92 |  |  | #REF! | #REF! | #REF! | #REF! | #REF! | #REF!
19.93 |  |  | #REF! | #REF! | #REF! | #REF! | #REF! | #REF!
19.94 |  |  | #REF! | #REF! | #REF! | #REF! | #REF! | #REF!
19.95 |  |  | #REF! | #REF! | #REF! | #REF! | #REF! | #REF!
19.96 |  |  | #REF! | #REF! | #REF! | #REF! | #REF! | #REF!
19.97 |  |  | #REF! | #REF! | #REF! | #REF! | #REF! | #REF!
19.98 |  |  | #REF! | #REF! | #REF! | #REF! | #REF! | #REF!
#REF!
20 | #REF! |  | #REF! |  |  |  |  | #REF!
20.1 |  |  | #REF! | #REF! | #REF! | #REF! | #REF! | #REF!
20.2 | Teste 2 | 21.01.07 | #REF! | #REF! | #REF! | #REF! | #REF! | #REF!
20.3 |  |  | #REF! | #REF! | #REF! | #REF! | #REF! | #REF!
20.4 |  |  | #REF! | #REF! | #REF! | #REF! | #REF! | #REF!
20.5 |  |  | #REF! | #REF! | #REF! | #REF! | #REF! | #REF!
20.6 |  |  | #REF! | #REF! | #REF! | #REF! | #REF! | #REF!
20.7 |  |  | #REF! | #REF! | #REF! | #REF! | #REF! | #REF!
20.8 |  |  | #REF! | #REF! | #REF! | #REF! | #REF! | #REF!
20.9 |  |  | #REF! | #REF! | #REF! | #REF! | #REF! | #REF!
20.10 |  |  | #REF! | #REF! | #REF! | #REF! | #REF! | #REF!
20.11 |  |  | #REF! | #REF! | #REF! | #REF! | #REF! | #REF!
20.12 |  |  | #REF! | #REF! | #REF! | #REF! | #REF! | #REF!
20.13 |  |  | #REF! | #REF! | #REF! | #REF! | #REF! | #REF!
20.14 |  |  | #REF! | #REF! | #REF! | #REF! | #REF! | #REF!
20.15 |  |  | #REF! | #REF! | #REF! | #REF! | #REF! | #REF!
20.16 |  |  | #REF! | #REF! | #REF! | #REF! | #REF! | #REF!
20.17 |  |  | #REF! | #REF! | #REF! | #REF! | #REF! | #REF!
20.18 |  |  | #REF! | #REF! | #REF! | #REF! | #REF! | #REF!
20.19 |  |  | #REF! | #REF! | #REF! | #REF! | #REF! | #REF!
20.20 |  |  | #REF! | #REF! | #REF! | #REF! | #REF! | #REF!
20.21 |  |  | #REF! | #REF! | #REF! | #REF! | #REF! | #REF!
20.22 |  |  | #REF! | #REF! | #REF! | #REF! | #REF! | #REF!
20.23 |  |  | #REF! | #REF! | #REF! | #REF! | #REF! | #REF!
20.24 |  |  | #REF! | #REF! | #REF! | #REF! | #REF! | #REF!
20.25 |  |  | #REF! | #REF! | #REF! | #REF! | #REF! | #REF!
20.26 |  |  | #REF! | #REF! | #REF! | #REF! | #REF! | #REF!
20.27 |  |  | #REF! | #REF! | #REF! | #REF! | #REF! | #REF!
20.28 |  |  | #REF! | #REF! | #REF! | #REF! | #REF! | #REF!
20.29 |  |  | #REF! | #REF! | #REF! | #REF! | #REF! | #REF!
20.30 |  |  | #REF! | #REF! | #REF! | #REF! | #REF! | #REF!
20.31 |  |  | #REF! | #REF! | #REF! | #REF! | #REF! | #REF!
20.32 |  |  | #REF! | #REF! | #REF! | #REF! | #REF! | #REF!
20.33 |  |  | #REF! | #REF! | #REF! | #REF! | #REF! | #REF!
20.34 |  |  | #REF! | #REF! | #REF! | #REF! | #REF! | #REF!
20.35 |  |  | #REF! | #REF! | #REF! | #REF! | #REF! | #REF!
20.36 |  |  | #REF! | #REF! | #REF! | #REF! | #REF! | #REF!
20.37 |  |  | #REF! | #REF! | #REF! | #REF! | #REF! | #REF!
20.38 |  |  | #REF! | #REF! | #REF! | #REF! | #REF! | #REF!
20.39 |  |  | #REF! | #REF! | #REF! | #REF! | #REF! | #REF!
20.40 |  |  | #REF! | #REF! | #REF! | #REF! | #REF! | #REF!
20.41 |  |  | #REF! | #REF! | #REF! | #REF! | #REF! | #REF!
20.42 |  |  | #REF! | #REF! | #REF! | #REF! | #REF! | #REF!
20.43 |  |  | #REF! | #REF! | #REF! | #REF! | #REF! | #REF!
20.44 |  |  | #REF! | #REF! | #REF! | #REF! | #REF! | #REF!
20.45 |  |  | #REF! | #REF! | #REF! | #REF! | #REF! | #REF!
20.46 |  |  | #REF! | #REF! | #REF! | #REF! | #REF! | #REF!
20.47 |  |  | #REF! | #REF! | #REF! | #REF! | #REF! | #REF!
20.48 |  |  | #REF! | #REF! | #REF! | #REF! | #REF! | #REF!
20.49 |  |  | #REF! | #REF! | #REF! | #REF! | #REF! | #REF!
20.50 |  |  | #REF! | #REF! | #REF! | #REF! | #REF! | #REF!
20.51 |  |  | #REF! | #REF! | #REF! | #REF! | #REF! | #REF!
20.52 |  |  | #REF! | #REF! | #REF! | #REF! | #REF! | #REF!
20.53 |  |  | #REF! | #REF! | #REF! | #REF! | #REF! | #REF!
20.54 |  |  | #REF! | #REF! | #REF! | #REF! | #REF! | #REF!
20.55 |  |  | #REF! | #REF! | #REF! | #REF! | #REF! | #REF!
20.56 |  |  | #REF! | #REF! | #REF! | #REF! | #REF! | #REF!
20.57 |  |  | #REF! | #REF! | #REF! | #REF! | #REF! | #REF!
20.58 |  |  | #REF! | #REF! | #REF! | #REF! | #REF! | #REF!
20.59 |  |  | #REF! | #REF! | #REF! | #REF! | #REF! | #REF!
20.60 |  |  | #REF! | #REF! | #REF! | #REF! | #REF! | #REF!
20.61 |  |  | #REF! | #REF! | #REF! | #REF! | #REF! | #REF!
20.62 |  |  | #REF! | #REF! | #REF! | #REF! | #REF! | #REF!
20.63 |  |  | #REF! | #REF! | #REF! | #REF! | #REF! | #REF!
20.64 |  |  | #REF! | #REF! | #REF! | #REF! | #REF! | #REF!
20.65 |  |  | #REF! | #REF! | #REF! | #REF! | #REF! | #REF!
20.66 |  |  | #REF! | #REF! | #REF! | #REF! | #REF! | #REF!
20.67 |  |  | #REF! | #REF! | #REF! | #REF! | #REF! | #REF!
20.68 |  |  | #REF! | #REF! | #REF! | #REF! | #REF! | #REF!
20.69 |  |  | #REF! | #REF! | #REF! | #REF! | #REF! | #REF!
20.70 |  |  | #REF! | #REF! | #REF! | #REF! | #REF! | #REF!
20.71 |  |  | #REF! | #REF! | #REF! | #REF! | #REF! | #REF!
20.72 |  |  | #REF! | #REF! | #REF! | #REF! | #REF! | #REF!
20.73 |  |  | #REF! | #REF! | #REF! | #REF! | #REF! | #REF!
20.74 |  |  | #REF! | #REF! | #REF! | #REF! | #REF! | #REF!
20.75 |  |  | #REF! | #REF! | #REF! | #REF! | #REF! | #REF!
20.76 |  |  | #REF! | #REF! | #REF! | #REF! | #REF! | #REF!
20.77 |  |  | #REF! | #REF! | #REF! | #REF! | #REF! | #REF!
20.78 |  |  | #REF! | #REF! | #REF! | #REF! | #REF! | #REF!
20.79 |  |  | #REF! | #REF! | #REF! | #REF! | #REF! | #REF!
20.80 |  |  | #REF! | #REF! | #REF! | #REF! | #REF! | #REF!
20.81 |  |  | #REF! | #REF! | #REF! | #REF! | #REF! | #REF!
20.82 |  |  | #REF! | #REF! | #REF! | #REF! | #REF! | #REF!
20.83 |  |  | #REF! | #REF! | #REF! | #REF! | #REF! | #REF!
20.84 |  |  | #REF! | #REF! | #REF! | #REF! | #REF! | #REF!
20.85 |  |  | #REF! | #REF! | #REF! | #REF! | #REF! | #REF!
20.86 |  |  | #REF! | #REF! | #REF! | #REF! | #REF! | #REF!
20.87 |  |  | #REF! | #REF! | #REF! | #REF! | #REF! | #REF!
20.88 |  |  | #REF! | #REF! | #REF! | #REF! | #REF! | #REF!
20.89 |  |  | #REF! | #REF! | #REF! | #REF! | #REF! | #REF!
20.90 |  |  | #REF! | #REF! | #REF! | #REF! | #REF! | #REF!
20.91 |  |  | #REF! | #REF! | #REF! | #REF! | #REF! | #REF!
20.92 |  |  | #REF! | #REF! | #REF! | #REF! | #REF! | #REF!
20.93 |  |  | #REF! | #REF! | #REF! | #REF! | #REF! | #REF!
20.94 |  |  | #REF! | #REF! | #REF! | #REF! | #REF! | #REF!
20.95 |  |  | #REF! | #REF! | #REF! | #REF! | #REF! | #REF!
20.96 |  |  | #REF! | #REF! | #REF! | #REF! | #REF! | #REF!
20.97 |  |  | #REF! | #REF! | #REF! | #REF! | #REF! | #REF!
20.98 |  |  | #REF! | #REF! | #REF! | #REF! | #REF! | #REF!
#REF!
21 | #REF! |  | #REF! |  |  |  |  | #REF!
21.1 |  |  | #REF! | #REF! | #REF! | #REF! | #REF! | #REF!
21.2 |  |  | #REF! | #REF! | #REF! | #REF! | #REF! | #REF!
21.3 |  |  | #REF! | #REF! | #REF! | #REF! | #REF! | #REF!
21.4 |  |  | #REF! | #REF! | #REF! | #REF! | #REF! | #REF!
21.5 |  |  | #REF! | #REF! | #REF! | #REF! | #REF! | #REF!
21.6 |  |  | #REF! | #REF! | #REF! | #REF! | #REF! | #REF!
21.7 |  |  | #REF! | #REF! | #REF! | #REF! | #REF! | #REF!
21.8 |  |  | #REF! | #REF! | #REF! | #REF! | #REF! | #REF!
21.9 |  |  | #REF! | #REF! | #REF! | #REF! | #REF! | #REF!
21.10 |  |  | #REF! | #REF! | #REF! | #REF! | #REF! | #REF!
21.11 |  |  | #REF! | #REF! | #REF! | #REF! | #REF! | #REF!
21.12 |  |  | #REF! | #REF! | #REF! | #REF! | #REF! | #REF!
21.13 |  |  | #REF! | #REF! | #REF! | #REF! | #REF! | #REF!
21.14 |  |  | #REF! | #REF! | #REF! | #REF! | #REF! | #REF!
21.15 |  |  | #REF! | #REF! | #REF! | #REF! | #REF! | #REF!
21.16 |  |  | #REF! | #REF! | #REF! | #REF! | #REF! | #REF!
21.17 |  |  | #REF! | #REF! | #REF! | #REF! | #REF! | #REF!
21.18 |  |  | #REF! | #REF! | #REF! | #REF! | #REF! | #REF!
21.19 |  |  | #REF! | #REF! | #REF! | #REF! | #REF! | #REF!
21.20 |  |  | #REF! | #REF! | #REF! | #REF! | #REF! | #REF!
21.21 |  |  | #REF! | #REF! | #REF! | #REF! | #REF! | #REF!
21.22 |  |  | #REF! | #REF! | #REF! | #REF! | #REF! | #REF!
21.23 |  |  | #REF! | #REF! | #REF! | #REF! | #REF! | #REF!
21.24 |  |  | #REF! | #REF! | #REF! | #REF! | #REF! | #REF!
21.25 |  |  | #REF! | #REF! | #REF! | #REF! | #REF! | #REF!
21.26 |  |  | #REF! | #REF! | #REF! | #REF! | #REF! | #REF!
21.27 |  |  | #REF! | #REF! | #REF! | #REF! | #REF! | #REF!
21.28 |  |  | #REF! | #REF! | #REF! | #REF! | #REF! | #REF!
21.29 |  |  | #REF! | #REF! | #REF! | #REF! | #REF! | #REF!
21.30 |  |  | #REF! | #REF! | #REF! | #REF! | #REF! | #REF!
21.31 |  |  | #REF! | #REF! | #REF! | #REF! | #REF! | #REF!
21.32 |  |  | #REF! | #REF! | #REF! | #REF! | #REF! | #REF!
21.33 |  |  | #REF! | #REF! | #REF! | #REF! | #REF! | #REF!
21.34 |  |  | #REF! | #REF! | #REF! | #REF! | #REF! | #REF!
21.35 |  |  | #REF! | #REF! | #REF! | #REF! | #REF! | #REF!
21.36 |  |  | #REF! | #REF! | #REF! | #REF! | #REF! | #REF!
21.37 |  |  | #REF! | #REF! | #REF! | #REF! | #REF! | #REF!
21.38 |  |  | #REF! | #REF! | #REF! | #REF! | #REF! | #REF!
21.39 |  |  | #REF! | #REF! | #REF! | #REF! | #REF! | #REF!
21.40 |  |  | #REF! | #REF! | #REF! | #REF! | #REF! | #REF!
21.41 |  |  | #REF! | #REF! | #REF! | #REF! | #REF! | #REF!
21.42 |  |  | #REF! | #REF! | #REF! | #REF! | #REF! | #REF!
21.43 |  |  | #REF! | #REF! | #REF! | #REF! | #REF! | #REF!
21.44 |  |  | #REF! | #REF! | #REF! | #REF! | #REF! | #REF!
21.45 |  |  | #REF! | #REF! | #REF! | #REF! | #REF! | #REF!
21.46 |  |  | #REF! | #REF! | #REF! | #REF! | #REF! | #REF!
21.47 |  |  | #REF! | #REF! | #REF! | #REF! | #REF! | #REF!
21.48 |  |  | #REF! | #REF! | #REF! | #REF! | #REF! | #REF!
21.49 |  |  | #REF! | #REF! | #REF! | #REF! | #REF! | #REF!
21.50 |  |  | #REF! | #REF! | #REF! | #REF! | #REF! | #REF!
21.51 |  |  | #REF! | #REF! | #REF! | #REF! | #REF! | #REF!
21.52 |  |  | #REF! | #REF! | #REF! | #REF! | #REF! | #REF!
21.53 |  |  | #REF! | #REF! | #REF! | #REF! | #REF! | #REF!
21.54 |  |  | #REF! | #REF! | #REF! | #REF! | #REF! | #REF!
21.55 |  |  | #REF! | #REF! | #REF! | #REF! | #REF! | #REF!
21.56 |  |  | #REF! | #REF! | #REF! | #REF! | #REF! | #REF!
21.57 |  |  | #REF! | #REF! | #REF! | #REF! | #REF! | #REF!
21.58 |  |  | #REF! | #REF! | #REF! | #REF! | #REF! | #REF!
21.59 |  |  | #REF! | #REF! | #REF! | #REF! | #REF! | #REF!
21.60 |  |  | #REF! | #REF! | #REF! | #REF! | #REF! | #REF!
21.61 |  |  | #REF! | #REF! | #REF! | #REF! | #REF! | #REF!
21.62 |  |  | #REF! | #REF! | #REF! | #REF! | #REF! | #REF!
21.63 |  |  | #REF! | #REF! | #REF! | #REF! | #REF! | #REF!
21.64 |  |  | #REF! | #REF! | #REF! | #REF! | #REF! | #REF!
21.65 |  |  | #REF! | #REF! | #REF! | #REF! | #REF! | #REF!
21.66 |  |  | #REF! | #REF! | #REF! | #REF! | #REF! | #REF!
21.67 |  |  | #REF! | #REF! | #REF! | #REF! | #REF! | #REF!
21.68 |  |  | #REF! | #REF! | #REF! | #REF! | #REF! | #REF!
21.69 |  |  | #REF! | #REF! | #REF! | #REF! | #REF! | #REF!
21.70 |  |  | #REF! | #REF! | #REF! | #REF! | #REF! | #REF!
21.71 |  |  | #REF! | #REF! | #REF! | #REF! | #REF! | #REF!
21.72 |  |  | #REF! | #REF! | #REF! | #REF! | #REF! | #REF!
21.73 |  |  | #REF! | #REF! | #REF! | #REF! | #REF! | #REF!
21.74 |  |  | #REF! | #REF! | #REF! | #REF! | #REF! | #REF!
21.75 |  |  | #REF! | #REF! | #REF! | #REF! | #REF! | #REF!
21.76 |  |  | #REF! | #REF! | #REF! | #REF! | #REF! | #REF!
21.77 |  |  | #REF! | #REF! | #REF! | #REF! | #REF! | #REF!
21.78 |  |  | #REF! | #REF! | #REF! | #REF! | #REF! | #REF!
21.79 |  |  | #REF! | #REF! | #REF! | #REF! | #REF! | #REF!
21.80 |  |  | #REF! | #REF! | #REF! | #REF! | #REF! | #REF!
21.81 |  |  | #REF! | #REF! | #REF! | #REF! | #REF! | #REF!
21.82 |  |  | #REF! | #REF! | #REF! | #REF! | #REF! | #REF!
21.83 |  |  | #REF! | #REF! | #REF! | #REF! | #REF! | #REF!
21.84 |  |  | #REF! | #REF! | #REF! | #REF! | #REF! | #REF!
21.85 |  |  | #REF! | #REF! | #REF! | #REF! | #REF! | #REF!
21.86 |  |  | #REF! | #REF! | #REF! | #REF! | #REF! | #REF!
21.87 |  |  | #REF! | #REF! | #REF! | #REF! | #REF! | #REF!
21.88 |  |  | #REF! | #REF! | #REF! | #REF! | #REF! | #REF!
21.89 |  |  | #REF! | #REF! | #REF! | #REF! | #REF! | #REF!
21.90 |  |  | #REF! | #REF! | #REF! | #REF! | #REF! | #REF!
21.91 |  |  | #REF! | #REF! | #REF! | #REF! | #REF! | #REF!
21.92 |  |  | #REF! | #REF! | #REF! | #REF! | #REF! | #REF!
21.93 |  |  | #REF! | #REF! | #REF! | #REF! | #REF! | #REF!
21.94 |  |  | #REF! | #REF! | #REF! | #REF! | #REF! | #REF!
21.95 |  |  | #REF! | #REF! | #REF! | #REF! | #REF! | #REF!
21.96 |  |  | #REF! | #REF! | #REF! | #REF! | #REF! | #REF!
21.97 |  |  | #REF! | #REF! | #REF! | #REF! | #REF! | #REF!
21.98 |  |  | #REF! | #REF! | #REF! | #REF! | #REF! | #REF!
#REF!
|  |  | TOTAL GERAL |  | TOTAL GERAL |  |  | 498281.86
TOTAL GERAL
__________________________________________________________
| Responsável Técnico: |  | José Augusto Pinelli
| CREA / CAU: |  | 601815307
| ART / RRT: | [7 empty] | ART / RRT: | ART / RRT: | ART / RRT: | ART / RRT: | ART / RRT: | ART / RRT: | ART / RRT: | ART / RRT: | ART / RRT: | ART / RRT: | ART / RRT: | ART / RRT: | ART / RRT: | ART / RRT: | ART / RRT: | ART / RRT: | ART / RRT: | ART / RRT: | ART / RRT: | ART / RRT: | ART / RRT: | ART / RRT: | ART / RRT: | ART / RRT: | ART / RRT: | ART / RRT: | ART / RRT: | ART / RRT: | ART / RRT: | ART / RRT: | ART / RRT: | ART / RRT: | ART / RRT: | ART / RRT: | ART / RRT: | ART / RRT: | ART / RRT: | ART / RRT: | ART / RRT: | ART / RRT: | ART / RRT: | ART / RRT: | ART / RRT: | ART / RRT: | ART / RRT: | ART / RRT: | ART / RRT: | ART / RRT: | ART / RRT: | ART / RRT: | ART / RRT: | ART / RRT: | ART / RRT: | ART / RRT: | ART / RRT: | ART / RRT: | ART / RRT: | ART / RRT: | ART / RRT: | ART / RRT: | ART / RRT: | ART / RRT: | ART / RRT: | ART / RRT: | ART / RRT: | ART / RRT: | ART / RRT: | ART / RRT: | ART / RRT: | ART / RRT: | ART / RRT: | ART / RRT: | ART / RRT: | ART / RRT: | ART / RRT: | ART / RRT: | ART / RRT: | ART / RRT: | ART / RRT: | ART / RRT: | ART / RRT: | ART / RRT: | ART / RRT: | ART / RRT: | ART / RRT: | ART / RRT: | ART / RRT: | ART / RRT: | ART / RRT: | ART / RRT: | ART / RRT: | ART / RRT: | ART / RRT: | ART / RRT: | ART / RRT: | ART / RRT: | ART / RRT: | ART / RRT: | ART / RRT: | ART / RRT: | ART / RRT: | ART / RRT: | ART / RRT: | ART / RRT: | ART / RRT: | ART / RRT: | ART / RRT: | ART / RRT: | ART / RRT: | ART / RRT: | ART / RRT: | ART / RRT: | ART / RRT: | ART / RRT: | ART / RRT: | ART / RRT: | ART / RRT: | ART / RRT: | ART / RRT: | ART / RRT: | ART / RRT: | ART / RRT: | ART / RRT: | ART / RRT: | ART / RRT: | ART / RRT: | ART / RRT: | ART / RRT: | ART / RRT: | ART / RRT: | ART / RRT: | ART / RRT: | ART / RRT: | ART / RRT: | ART / RRT: | ART / RRT: | ART / RRT: | ART / RRT: | ART / RRT: | ART / RRT: | ART / RRT: | ART / RRT: | ART / RRT: | ART / RRT: | ART / RRT: | ART / RRT: | ART / RRT: | ART / RRT: | ART / RRT: | ART / RRT: | ART / RRT: | ART / RRT: | ART / RRT: | ART / RRT: | ART / RRT: | ART / RRT: | ART / RRT: | ART / RRT: | ART / RRT: | ART / RRT: | ART / RRT: | ART / RRT: | ART / RRT: | ART / RRT: | ART / RRT: | ART / RRT: | ART / RRT: | ART / RRT: | ART / RRT: | ART / RRT: | ART / RRT: | ART / RRT: | ART / RRT: | ART / RRT: | ART / RRT: | ART / RRT: | ART / RRT: | ART / RRT: | ART / RRT: | ART / RRT: | ART / RRT: | ART / RRT: | ART / RRT: | ART / RRT: | ART / RRT: | ART / RRT: | ART / RRT: | ART / RRT: | ART / RRT: | ART / RRT: | ART / RRT: | ART / RRT: | ART / RRT: | ART / RRT: | ART / RRT: | ART / RRT: | ART / RRT: | ART / RRT: | ART / RRT: | ART / RRT: | ART / RRT: | ART / RRT: | ART / RRT: | ART / RRT: | ART / RRT: | ART / RRT: | ART / RRT: | ART / RRT: | ART / RRT: | ART / RRT: | ART / RRT: | ART / RRT: | ART / RRT: | ART / RRT: | ART / RRT: | ART / RRT: | ART / RRT: | ART / RRT: | ART / RRT: | ART / RRT: | ART / RRT: | ART / RRT: | ART / RRT: | ART / RRT: | ART / RRT: | ART / RRT: | ART / RRT: | ART / RRT: | ART / RRT: | ART / RRT: | ART / RRT: | ART / RRT: | ART / RRT: | ART / RRT: | ART / RRT: | ART / RRT: | ART / RRT: | ART / RRT: | ART / RRT: | ART / RRT: | ART / RRT: | ART / RRT: | ART / RRT: | ART / RRT: | ART / RRT: | ART / RRT: | ART / RRT: | ART / RRT: | ART / RRT: | ART / RRT: | ART / RRT: | ART / RRT: | ART / RRT: | ART / RRT: | ART / RRT: | ART / RRT: | ART / RRT: | ART / RRT: | ART / RRT: | ART / RRT: | ART / RRT: | ART / RRT: | ART / RRT: | ART / RRT: | ART / RRT: | ART / RRT: | ART / RRT: | ART / RRT: | ART / RRT: | ART / RRT: | ART / RRT: | ART / RRT: | ART / RRT: | ART / RRT: | ART / RRT: | ART / RRT: | ART / RRT: | ART / RRT: | ART / RRT: | ART / RRT: | ART / RRT: | ART / RRT: | ART / RRT: | ART / RRT: | ART / RRT: | ART / RRT: | ART / RRT: | ART / RRT: | ART / RRT: | ART / RRT: | ART / RRT: | ART / RRT: | ART / RRT: | ART / RRT: | ART / RRT: | ART / RRT: | ART / RRT: | ART / RRT: | ART / RRT: | ART / RRT: | ART / RRT: | ART / RRT: | ART / RRT: | ART / RRT: | ART / RRT: | ART / RRT: | ART / RRT: | ART / RRT: | ART / RRT: | ART / RRT: | ART / RRT: | ART / RRT: | ART / RRT: | ART / RRT: | ART / RRT: | ART / RRT: | ART / RRT: | ART / RRT: | ART / RRT: | ART / RRT: | ART / RRT: | ART / RRT: | ART / RRT: | ART / RRT: | ART / RRT: | ART / RRT: | ART / RRT: | ART / RRT: | ART / RRT: | ART / RRT: | ART / RRT: | ART / RRT: | ART / RRT: | ART / RRT: | ART / RRT: | ART / RRT: | ART / RRT: | ART / RRT: | ART / RRT: | ART / RRT: | ART / RRT: | ART / RRT: | ART / RRT: | ART / RRT: | ART / RRT: | ART / RRT: | ART / RRT: | ART / RRT: | ART / RRT: | ART / RRT: | ART / RRT: | ART / RRT: | ART / RRT: | ART / RRT: | ART / RRT: | ART / RRT: | ART / RRT: | ART / RRT: | ART / RRT: | ART / RRT: | ART / RRT: | ART / RRT: | ART / RRT: | ART / RRT: | ART / RRT: | ART / RRT: | ART / RRT: | ART / RRT: | ART / RRT: | ART / RRT: | ART / RRT: | ART / RRT: | ART / RRT: | ART / RRT: | ART / RRT: | ART / RRT: | ART / RRT: | ART / RRT: | ART / RRT: | ART / RRT: | ART / RRT: | ART / RRT: | ART / RRT: | ART / RRT: | ART / RRT: | ART / RRT: | ART / RRT: | ART / RRT: | ART / RRT: | ART / RRT: | ART / RRT: | ART / RRT: | ART / RRT: | ART / RRT: | ART / RRT: | ART / RRT: | ART / RRT: | ART / RRT: | ART / RRT: | ART / RRT: | ART / RRT: | ART / RRT: | ART / RRT: | ART / RRT: | ART / RRT: | ART / RRT: | ART / RRT: | ART / RRT: | ART / RRT: | ART / RRT: | ART / RRT: | ART / RRT: | ART / RRT: | ART / RRT: | ART / RRT: | ART / RRT: | ART / RRT: | ART / RRT: | ART / RRT: | ART / RRT: | ART / RRT: | ART / RRT: | ART / RRT: | ART / RRT: | ART / RRT: | ART / RRT: | ART / RRT: | ART / RRT: | ART / RRT: | ART / RRT: | ART / RRT: | ART / RRT: | ART / RRT: | ART / RRT: | ART / RRT: | ART / RRT: | ART / RRT: | ART / RRT: | ART / RRT: | ART / RRT: | ART / RRT: | ART / RRT: | ART / RRT: | ART / RRT: | ART / RRT: | ART / RRT: | ART / RRT: | ART / RRT: | ART / RRT: | ART / RRT: | ART / RRT: | ART / RRT: | ART / RRT: | ART / RRT: | ART / RRT: | ART / RRT: | ART / RRT: | ART / RRT: | ART / RRT: | ART / RRT: | ART / RRT: | ART / RRT: | ART / RRT: | ART / RRT: | ART / RRT: | ART / RRT: | ART / RRT: | ART / RRT: | ART / RRT: | ART / RRT: | ART / RRT: | ART / RRT: | ART / RRT: | ART / RRT: | ART / RRT: | ART / RRT: | ART / RRT: | ART / RRT: | ART / RRT: | ART / RRT: | ART / RRT: | ART / RRT: | ART / RRT: | ART / RRT: | ART / RRT: | ART / RRT: | ART / RRT: | ART / RRT: | ART / RRT: | ART / RRT: | ART / RRT: | ART / RRT: | ART / RRT: | ART / RRT: | ART / RRT: | ART / RRT: | ART / RRT: | ART / RRT: | ART / RRT: | ART / RRT: | ART / RRT: | ART / RRT: | ART / RRT: | ART / RRT: | ART / RRT: | ART / RRT: | ART / RRT: | ART / RRT: | ART / RRT: | ART / RRT: | ART / RRT: | ART / RRT: | ART / RRT: | ART / RRT: | ART / RRT: | ART / RRT: | ART / RRT: | ART / RRT: | ART / RRT: | ART / RRT: | ART / RRT: | ART / RRT: | ART / RRT: | ART / RRT: | ART / RRT: | ART / RRT: | ART / RRT: | ART / RRT: | ART / RRT: | ART / RRT: | ART / RRT: | ART / RRT: | ART / RRT: | ART / RRT: | ART / RRT: | ART / RRT: | ART / RRT: | ART / RRT: | ART / RRT: | ART / RRT: | ART / RRT: | ART / RRT: | ART / RRT: | ART / RRT: | ART / RRT: | ART / RRT: | ART / RRT: | ART / RRT: | ART / RRT: | ART / RRT: | ART / RRT: | ART / RRT: | ART / RRT: | ART / RRT: | ART / RRT: | ART / RRT: | ART / RRT: | ART / RRT: | ART / RRT: | ART / RRT: | ART / RRT: | ART / RRT: | ART / RRT: | ART / RRT: | ART / RRT: | ART / RRT: | ART / RRT: | ART / RRT: | ART / RRT: | ART / RRT: | ART / RRT: | ART / RRT: | ART / RRT: | ART / RRT: | ART / RRT: | ART / RRT: | ART / RRT: | ART / RRT: | ART / RRT: | ART / RRT: | ART / RRT: | ART / RRT: | ART / RRT: | ART / RRT: | ART / RRT: | ART / RRT: | ART / RRT: | ART / RRT: | ART / RRT: | ART / RRT: | ART / RRT: | ART / RRT: | ART / RRT: | ART / RRT: | ART / RRT: | ART / RRT: | ART / RRT: | ART / RRT: | ART / RRT: | ART / RRT: | ART / RRT: | ART / RRT: | ART / RRT: | ART / RRT: | ART / RRT: | ART / RRT: | ART / RRT: | ART / RRT: | ART / RRT: | ART / RRT: | ART / RRT: | ART / RRT: | ART / RRT: | ART / RRT: | ART / RRT: | ART / RRT: | ART / RRT: | ART / RRT: | ART / RRT: | ART / RRT: | ART / RRT: | ART / RRT: | ART / RRT: | ART / RRT: | ART / RRT: | ART / RRT: | ART / RRT: | ART / RRT: | ART / RRT: | ART / RRT: | ART / RRT: | ART / RRT: | ART / RRT: | ART / RRT: | ART / RRT: | ART / RRT: | ART / RRT: | ART / RRT: | ART / RRT: | ART / RRT: | ART / RRT: | ART / RRT: | ART / RRT: | ART / RRT: | ART / RRT: | ART / RRT: | ART / RRT: | ART / RRT: | ART / RRT: | ART / RRT: | ART / RRT: | ART / RRT: | ART / RRT: | ART / RRT: | ART / RRT: | ART / RRT: | ART / RRT: | ART / RRT: | ART / RRT: | ART / RRT: | ART / RRT: | ART / RRT: | ART / RRT: | ART / RRT: | ART / RRT: | ART / RRT: | ART / RRT: | ART / RRT: | ART / RRT: | ART / RRT: | ART / RRT: | ART / RRT: | ART / RRT: | ART / RRT: | ART / RRT: | ART / RRT: | ART / RRT: | ART / RRT: | ART / RRT: | ART / RRT: | ART / RRT: | ART / RRT: | ART / RRT: | ART / RRT: | ART / RRT: | ART / RRT: | ART / RRT: | ART / RRT: | ART / RRT: | ART / RRT: | ART / RRT: | ART / RRT: | ART / RRT: | ART / RRT: | ART / RRT: | ART / RRT: | ART / RRT: | ART / RRT: | ART / RRT: | ART / RRT: | ART / RRT: | ART / RRT: | ART / RRT: | ART / RRT: | ART / RRT: | ART / RRT: | ART / RRT: | ART / RRT: | ART / RRT: | ART / RRT: | ART / RRT: | ART / RRT: | ART / RRT: | ART / RRT: | ART / RRT: | ART / RRT: | ART / RRT: | ART / RRT: | ART / RRT: | ART / RRT: | ART / RRT: | ART / RRT: | ART / RRT: | ART / RRT: | ART / RRT: | ART / RRT: | ART / RRT: | ART / RRT: | ART / RRT: | ART / RRT: | ART / RRT: | ART / RRT: | ART / RRT: | ART / RRT: | ART / RRT: | ART / RRT: | ART / RRT: | ART / RRT: | ART / RRT: | ART / RRT: | ART / RRT: | ART / RRT: | ART / RRT: | ART / RRT: | ART / RRT: | ART / RRT: | ART / RRT: | ART / RRT: | ART / RRT: | ART / RRT: | ART / RRT: | ART / RRT: | ART / RRT: | ART / RRT: | ART / RRT: | ART / RRT: | ART / RRT: | ART / RRT: | ART / RRT: | ART / RRT: | ART / RRT: | ART / RRT: | ART / RRT: | ART / RRT: | ART / RRT: | ART / RRT: | ART / RRT: | ART / RRT: | ART / RRT: | ART / RRT: | ART / RRT: | ART / RRT: | ART / RRT: | ART / RRT: | ART / RRT: | ART / RRT: | ART / RRT: | ART / RRT: | ART / RRT: | ART / RRT: | ART / RRT: | ART / RRT: | ART / RRT: | ART / RRT: | ART / RRT: | ART / RRT: | ART / RRT: | ART / RRT: | ART / RRT: | ART / RRT: | ART / RRT: | ART / RRT: | ART / RRT: | ART / RRT: | ART / RRT: | ART / RRT: | ART / RRT: | ART / RRT: | ART / RRT: | ART / RRT: | ART / RRT: | ART / RRT: | ART / RRT: | ART / RRT: | ART / RRT: | ART / RRT: | ART / RRT: | ART / RRT: | ART / RRT: | ART / RRT: | ART / RRT: | ART / RRT: | ART / RRT: | ART / RRT: | ART / RRT: | ART / RRT: | ART / RRT: | ART / RRT: | ART / RRT: | ART / RRT: | ART / RRT: | ART / RRT: | ART / RRT: | ART / RRT: | ART / RRT: | ART / RRT: | ART / RRT: | ART / RRT: | ART / RRT: | ART / RRT: | ART / RRT: | ART / RRT: | ART / RRT: | ART / RRT: | ART / RRT: | ART / RRT: | ART / RRT: | ART / RRT: | ART / RRT: | ART / RRT: | ART / RRT: | ART / RRT: | ART / RRT: | ART / RRT: | ART / RRT: | ART / RRT: | ART / RRT: | ART / RRT: | ART / RRT: | ART / RRT: | ART / RRT: | ART / RRT: | ART / RRT: | ART / RRT: | ART / RRT: | ART / RRT: | ART / RRT: | ART / RRT: | ART / RRT: | ART / RRT: | ART / RRT: | ART / RRT: | ART / RRT: | ART / RRT: | ART / RRT: | ART / RRT: | ART / RRT: | ART / RRT: | ART / RRT: | ART / RRT: | ART / RRT: | ART / RRT: | ART / RRT: | ART / RRT: | ART / RRT: | ART / RRT: | ART / RRT: | ART / RRT: | ART / RRT: | ART / RRT: | ART / RRT: | ART / RRT: | ART / RRT: | ART / RRT: | ART / RRT: | ART / RRT: | ART / RRT: | ART / RRT: | ART / RRT: | ART / RRT: | ART / RRT: | ART / RRT: | ART / RRT: | ART / RRT: | ART / RRT: | ART / RRT: | ART / RRT: | ART / RRT: | ART / RRT: | ART / RRT: | ART / RRT: | ART / RRT: | ART / RRT: | ART / RRT: | ART / RRT: | ART / RRT: | ART / RRT: | ART / RRT: | ART / RRT: | ART / RRT: | ART / RRT: | ART / RRT: | ART / RRT: | ART / RRT: | ART / RRT: | ART / RRT: | ART / RRT: | ART / RRT: | ART / RRT: | ART / RRT: | ART / RRT: | ART / RRT: | ART / RRT: | ART / RRT: | ART / RRT: | ART / RRT: | ART / RRT: | ART / RRT: | ART / RRT: | ART / RRT: | ART / RRT: | ART / RRT: | ART / RRT: | ART / RRT: | ART / RRT: | ART / RRT: | ART / RRT: | ART / RRT: | ART / RRT: | ART / RRT: | ART / RRT: | ART / RRT: | ART / RRT: | ART / RRT: | ART / RRT: | ART / RRT: | ART / RRT: | ART / RRT: | ART / RRT: | ART / RRT: | ART / RRT: | ART / RRT: | ART / RRT: | ART / RRT: | ART / RRT: | ART / RRT: | ART / RRT: | ART / RRT: | ART / RRT: | ART / RRT: | ART / RRT: | ART / RRT: | ART / RRT: | ART / RRT: | ART / RRT: | ART / RRT: | ART / RRT: | ART / RRT: | ART / RRT: | ART / RRT: | ART / RRT: | ART / RRT: | ART / RRT: | ART / RRT: | ART / RRT: | ART / RRT: | ART / RRT: | ART / RRT: | ART / RRT: | ART / RRT: | ART / RRT: | ART / RRT: | ART / RRT: | ART / RRT: | ART / RRT: | ART / RRT: | ART / RRT: | ART / RRT: | ART / RRT: | ART / RRT: | ART / RRT: | ART / RRT: | ART / RRT: | ART / RRT: | ART / RRT: | ART / RRT: | ART / RRT: | ART / RRT: | ART / RRT: | ART / RRT: | ART / RRT: | ART / RRT: | ART / RRT: | ART / RRT: | ART / RRT: | ART / RRT: | ART / RRT: | ART / RRT: | ART / RRT: | ART / RRT: | ART / RRT: | ART / RRT: | ART / RRT: | ART / RRT: | ART / RRT: | ART / RRT: | ART / RRT: | ART / RRT: | ART / RRT: | ART / RRT: | ART / RRT: | ART / RRT: | ART / RRT: | ART / RRT: | ART / RRT: | ART / RRT: | ART / RRT: | ART / RRT: | ART / RRT: | ART / RRT: | ART / RRT: | ART / RRT: | ART / RRT: | ART / RRT: | ART / RRT: | ART / RRT: | ART / RRT: | ART / RRT: | ART / RRT: | ART / RRT: | ART / RRT: | ART / RRT: | ART / RRT: | ART / RRT: | ART / RRT: | ART / RRT: | ART / RRT: | ART / RRT: | ART / RRT: | ART / RRT: | ART / RRT: | ART / RRT: | ART / RRT: | ART / RRT: | ART / RRT: | ART / RRT: | ART / RRT: | ART / RRT: | ART / RRT: | ART / RRT: | ART / RRT: | ART / RRT: | ART / RRT: | ART / RRT: | ART / RRT: | ART / RRT: | ART / RRT: | ART / RRT: | ART / RRT: | ART / RRT: | ART / RRT: | ART / RRT: | ART / RRT: | ART / RRT: | ART / RRT: | ART / RRT: | ART / RRT: | ART / RRT: | ART / RRT: | ART / RRT: | ART / RRT: | ART / RRT: | ART / RRT: | ART / RRT: | ART / RRT: | ART / RRT: | ART / RRT: | ART / RRT: | ART / RRT: | ART / RRT: | ART / RRT: | ART / RRT: | ART / RRT: | ART / RRT: | ART / RRT: | ART / RRT: | ART / RRT: | ART / RRT: | ART / RRT: | ART / RRT: | ART / RRT: | ART / RRT: | ART / RRT: | ART / RRT: | ART / RRT: | ART / RRT: | ART / RRT: | ART / RRT: | ART / RRT: | ART / RRT: | ART / RRT: | ART / RRT: | ART / RRT: | ART / RRT: | ART / RRT: | ART / RRT: | ART / RRT: | ART / RRT: | ART / RRT: | ART / RRT: | ART / RRT: | ART / RRT: | ART / RRT: | ART / RRT: | ART / RRT: | ART / RRT: | ART / RRT: | ART / RRT: | ART / RRT: | ART / RRT: | ART / RRT: | ART / RRT: | ART / RRT: | ART / RRT: | ART / RRT: | ART / RRT: | ART / RRT: | ART / RRT: | ART / RRT: | ART / RRT: | ART / RRT: | ART / RRT: | ART / RRT: | ART / RRT: | ART / RRT: | ART / RRT: | ART / RRT: | ART / RRT: | ART / RRT: | ART / RRT: | ART / RRT: | ART / RRT: | ART / RRT: | ART / RRT: | ART / RRT: | ART / RRT: | ART / RRT: | ART / RRT: | ART / RRT: | ART / RRT: | ART / RRT: | ART / RRT: | ART / RRT: | ART / RRT: | ART / RRT: | ART / RRT: | ART / RRT: | ART / RRT: | ART / RRT: | ART / RRT: | ART / RRT: | ART / RRT: | ART / RRT: | ART / RRT: | ART / RRT: | ART / RRT: | ART / RRT: | ART / RRT: | ART / RRT: | ART / RRT: | ART / RRT: | ART / RRT: | ART / RRT: | ART / RRT: | ART / RRT: | ART / RRT: | ART / RRT: | ART / RRT: | ART / RRT: | ART / RRT: | ART / RRT: | ART / RRT: | ART / RRT: | ART / RRT: | ART / RRT: | ART / RRT: | ART / RRT: | ART / RRT: | ART / RRT: | ART / RRT: | ART / RRT: | ART / RRT: | ART / RRT: | ART / RRT: | ART / RRT: | ART / RRT: | ART / RRT: | ART / RRT: | ART / RRT: | ART / RRT: | ART / RRT: | ART / RRT: | ART / RRT: | ART / RRT: | ART / RRT: | ART / RRT: | ART / RRT: | ART / RRT: | ART / RRT: | ART / RRT: | ART / RRT: | ART / RRT: | ART / RRT: | ART / RRT: | ART / RRT: | ART / RRT: | ART / RRT: | ART / RRT: | ART / RRT: | ART / RRT: | ART / RRT: | ART / RRT: | ART / RRT: | ART / RRT: | ART / RRT: | ART / RRT: | ART / RRT: | ART / RRT: | ART / RRT: | ART / RRT: | ART / RRT: | ART / RRT: | ART / RRT: | ART / RRT: | ART / RRT: | ART / RRT: | ART / RRT: | ART / RRT: | ART / RRT: | ART / RRT: | ART / RRT: | ART / RRT: | ART / RRT: | ART / RRT: | ART / RRT: | ART / RRT: | ART / RRT: | ART / RRT: | ART / RRT: | ART / RRT: | ART / RRT: | ART / RRT: | ART / RRT: | ART / RRT: | ART / RRT: | ART / RRT: | ART / RRT: | ART / RRT: | ART / RRT: | ART / RRT: | ART / RRT: | ART / RRT: | ART / RRT: | ART / RRT: | ART / RRT: | ART / RRT: | ART / RRT: | ART / RRT: | ART / RRT: | ART / RRT: | ART / RRT: | ART / RRT: | ART / RRT: | ART / RRT: | ART / RRT: | ART / RRT: | ART / RRT: | ART / RRT: | ART / RRT: | ART / RRT: | ART / RRT: | ART / RRT: | ART / RRT: | ART / RRT: | ART / RRT: | ART / RRT: | ART / RRT: | ART / RRT: | ART / RRT: | ART / RRT: | ART / RRT: | ART / RRT: | ART / RRT: | ART / RRT: | ART / RRT: | ART / RRT: | ART / RRT: | ART / RRT: | ART / RRT: | ART / RRT: | ART / RRT: | ART / RRT: | ART / RRT: | ART / RRT: | ART / RRT: | ART / RRT: | ART / RRT: | ART / RRT: | ART / RRT: | ART / RRT: | ART / RRT: | ART / RRT: | ART / RRT: | ART / RRT: | ART / RRT: | ART / RRT: | ART / RRT: | ART / RRT: | ART / RRT: | ART / RRT: | ART / RRT: | ART / RRT: | ART / RRT: | ART / RRT: | ART / RRT: | ART / RRT: | ART / RRT: | ART / RRT: | ART / RRT: | ART / RRT: | ART / RRT: | ART / RRT: | ART / RRT: | ART / RRT: | ART / RRT: | ART / RRT: | ART / RRT: | ART / RRT: | ART / RRT: | ART / RRT: | ART / RRT: | ART / RRT: | ART / RRT: | ART / RRT: | ART / RRT: | ART / RRT: | ART / RRT: | ART / RRT: | ART / RRT: | ART / RRT: | ART / RRT: | ART / RRT: | ART / RRT: | ART / RRT: | ART / RRT: | ART / RRT: | ART / RRT: | ART / RRT: | ART / RRT: | ART / RRT: | ART / RRT: | ART / RRT: | ART / RRT: | ART / RRT: | ART / RRT: | ART / RRT: | ART / RRT: | ART / RRT: | ART / RRT: | ART / RRT: | ART / RRT: | ART / RRT: | ART / RRT: | ART / RRT: | ART / RRT: | ART / RRT: | ART / RRT: | ART / RRT: | ART / RRT: | ART / RRT: | ART / RRT: | ART / RRT: | ART / RRT: | ART / RRT: | ART / RRT: | ART / RRT: | ART / RRT: | ART / RRT: | ART / RRT: | ART / RRT: | ART / RRT: | ART / RRT: | ART / RRT: | ART / RRT: | ART / RRT: | ART / RRT: | ART / RRT: | ART / RRT: | ART / RRT: | ART / RRT: | ART / RRT: | ART / RRT: | ART / RRT: | ART / RRT: | ART / RRT: | ART / RRT: | ART / RRT: | ART / RRT: | ART / RRT: | ART / RRT: | ART / RRT: | ART / RRT: | ART / RRT: | ART / RRT: | ART / RRT: | ART / RRT: | ART / RRT: | ART / RRT: | ART / RRT: | ART / RRT: | ART / RRT: | ART / RRT: | ART / RRT: | ART / RRT: | ART / RRT: | ART / RRT: | ART / RRT: | ART / RRT: | ART / RRT: | ART / RRT: | ART / RRT: | ART / RRT: | ART / RRT: | ART / RRT: | ART / RRT: | ART / RRT: | ART / RRT: | ART / RRT: | ART / RRT: | ART / RRT: | ART / RRT: | ART / RRT: | ART / RRT: | ART / RRT: | ART / RRT: | ART / RRT: | ART / RRT: | ART / RRT: | ART / RRT: | ART / RRT: | ART / RRT: | ART / RRT: | ART / RRT: | ART / RRT: | ART / RRT: | ART / RRT: | ART / RRT: | ART / RRT: | ART / RRT: | ART / RRT: | ART / RRT: | ART / RRT: | ART / RRT: | ART / RRT: | ART / RRT: | ART / RRT: | ART / RRT: | ART / RRT: | ART / RRT: | ART / RRT: | ART / RRT: | ART / RRT: | ART / RRT: | ART / RRT: | ART / RRT: | ART / RRT: | ART / RRT: | ART / RRT: | ART / RRT: | ART / RRT: | ART / RRT: | ART / RRT: | ART / RRT: | ART / RRT: | ART / RRT: | ART / RRT: | ART / RRT: | ART / RRT: | ART / RRT: | ART / RRT: | ART / RRT: | ART / RRT: | ART / RRT: | ART / RRT: | ART / RRT: | ART / RRT: | ART / RRT: | ART / RRT: | ART / RRT: | ART / RRT: | ART / RRT: | ART / RRT: | ART / RRT: | ART / RRT: | ART / RRT: | ART / RRT: | ART / RRT: | ART / RRT: | ART / RRT: | ART / RRT: | ART / RRT: | ART / RRT: | ART / RRT: | ART / RRT: | ART / RRT: | ART / RRT: | ART / RRT: | ART / RRT: | ART / RRT: | ART / RRT: | ART / RRT: | ART / RRT: | ART / RRT: | ART / RRT: | ART / RRT: | ART / RRT: | ART / RRT: | ART / RRT: | ART / RRT: | ART / RRT: | ART / RRT: | ART / RRT: | ART / RRT: | ART / RRT: | ART / RRT: | ART / RRT: | ART / RRT: | ART / RRT: | ART / RRT: | ART / RRT: | ART / RRT: | ART / RRT: | ART / RRT: | ART / RRT: | ART / RRT: | ART / RRT: | ART / RRT: | ART / RRT: | ART / RRT: | ART / RRT: | ART / RRT: | ART / RRT: | ART / RRT: | ART / RRT: | ART / RRT: | ART / RRT: | ART / RRT: | ART / RRT: | ART / RRT: | ART / RRT: | ART / RRT: | ART / RRT: | ART / RRT: | ART / RRT: | ART / RRT: | ART / RRT: | ART / RRT: | ART / RRT: | ART / RRT: | ART / RRT: | ART / RRT: | ART / RRT: | ART / RRT: | ART / RRT: | ART / RRT: | ART / RRT: | ART / RRT: | ART / RRT: | ART / RRT: | ART / RRT: | ART / RRT: | ART / RRT: | ART / RRT: | ART / RRT: | ART / RRT: | ART / RRT: | ART / RRT: | ART / RRT: | ART / RRT: | ART / RRT: | ART / RRT: | ART / RRT: | ART / RRT: | ART / RRT: | ART / RRT: | ART / RRT: | ART / RRT: | ART / RRT: | ART / RRT: | ART / RRT: | ART / RRT: | ART / RRT: | ART / RRT: | ART / RRT: | ART / RRT: | ART / RRT: | ART / RRT: | ART / RRT: | ART / RRT: | ART / RRT: | ART / RRT: | ART / RRT: | ART / RRT: | ART / RRT: | ART / RRT: | ART / RRT: | ART / RRT: | ART / RRT: | ART / RRT: | ART / RRT: | ART / RRT: | ART / RRT: | ART / RRT: | ART / RRT: | ART / RRT: | ART / RRT: | ART / RRT: | ART / RRT: | ART / RRT: | ART / RRT: | ART / RRT: | ART / RRT: | ART / RRT: | ART / RRT: | ART / RRT: | ART / RRT: | ART / RRT: | ART / RRT: | ART / RRT: | ART / RRT: | ART / RRT: | ART / RRT: | ART / RRT: | ART / RRT: | ART / RRT: | ART / RRT: | ART / RRT: | ART / RRT: | ART / RRT: | ART / RRT: | ART / RRT: | ART / RRT: | ART / RRT: | ART / RRT: | ART / RRT: | ART / RRT: | ART / RRT: | ART / RRT: | ART / RRT: | ART / RRT: | ART / RRT: | ART / RRT: | ART / RRT: | ART / RRT: | ART / RRT: | ART / RRT: | ART / RRT: | ART / RRT: | ART / RRT: | ART / RRT: | ART / RRT: | ART / RRT: | ART / RRT: | ART / RRT: | ART / RRT: | ART / RRT: | ART / RRT: | ART / RRT: | ART / RRT: | ART / RRT: | ART / RRT: | ART / RRT: | ART / RRT: | ART / RRT: | ART / RRT: | ART / RRT: | ART / RRT: | ART / RRT: | ART / RRT: | ART / RRT: | ART / RRT: | ART / RRT: | ART / RRT: | ART / RRT: | ART / RRT: | ART / RRT: | ART / RRT: | ART / RRT: | ART / RRT: | ART / RRT: | ART / RRT: | ART / RRT: | ART / RRT: | ART / RRT: | ART / RRT: | ART / RRT: | ART / RRT: | ART / RRT: | ART / RRT: | ART / RRT: | ART / RRT: | ART / RRT: | ART / RRT: | ART / RRT: | ART / RRT: | ART / RRT: | ART / RRT: | ART / RRT: | ART / RRT: | ART / RRT: | ART / RRT: | ART / RRT: | ART / RRT: | ART / RRT: | ART / RRT: | ART / RRT: | ART / RRT: | ART / RRT: | ART / RRT: | ART / RRT: | ART / RRT: | ART / RRT: | ART / RRT: | ART / RRT: | ART / RRT: | ART / RRT: | ART / RRT: | ART / RRT: | ART / RRT: | ART / RRT: | ART / RRT: | ART / RRT: | ART / RRT: | ART / RRT: | ART / RRT: | ART / RRT: | ART / RRT: | ART / RRT: | ART / RRT: | ART / RRT: | ART / RRT: | ART / RRT: | ART / RRT: | ART / RRT: | ART / RRT: | ART / RRT: | ART / RRT: | ART / RRT: | ART / RRT: | ART / RRT: | ART / RRT: | ART / RRT: | ART / RRT: | ART / RRT: | ART / RRT: | ART / RRT: | ART / RRT: | ART / RRT: | ART / RRT: | ART / RRT: | ART / RRT: | ART / RRT: | ART / RRT: | ART / RRT: | ART / RRT: | ART / RRT: | ART / RRT: | ART / RRT: | ART / RRT: | ART / RRT: | ART / RRT: | ART / RRT: | ART / RRT: | ART / RRT: | ART / RRT: | ART / RRT: | ART / RRT: | ART / RRT: | ART / RRT: | ART / RRT: | ART / RRT: | ART / RRT: | ART / RRT: | ART / RRT: | ART / RRT: | ART / RRT: | ART / RRT: | ART / RRT: | ART / RRT: | ART / RRT: | ART / RRT: | ART / RRT: | ART / RRT: | ART / RRT: | ART / RRT: | ART / RRT: | ART / RRT: | ART / RRT: | ART / RRT: | ART / RRT: | ART / RRT: | ART / RRT: | ART / RRT: | ART / RRT: | ART / RRT: | ART / RRT: | ART / RRT: | ART / RRT: | ART / RRT: | ART / RRT: | ART / RRT: | ART / RRT: | ART / RRT: | ART / RRT: | ART / RRT: | ART / RRT: | ART / RRT: | ART / RRT: | ART / RRT: | ART / RRT: | ART / RRT: | ART / RRT: | ART / RRT: | ART / RRT: | ART / RRT: | ART / RRT: | ART / RRT: | ART / RRT: | ART / RRT: | ART / RRT: | ART / RRT: | ART / RRT: | ART / RRT: | ART / RRT: | ART / RRT: | ART / RRT: | ART / RRT: | ART / RRT: | ART / RRT: | ART / RRT: | ART / RRT: | ART / RRT: | ART / RRT: | ART / RRT: | ART / RRT: | ART / RRT: | ART / RRT: | ART / RRT: | ART / RRT: | ART / RRT: | ART / RRT: | ART / RRT: | ART / RRT: | ART / RRT: | ART / RRT: | ART / RRT: | ART / RRT: | ART / RRT: | ART / RRT: | ART / RRT: | ART / RRT: | ART / RRT: | ART / RRT: | ART / RRT: | ART / RRT: | ART / RRT: | ART / RRT: | ART / RRT: | ART / RRT: | ART / RRT: | ART / RRT: | ART / RRT: | ART / RRT: | ART / RRT: | ART / RRT: | ART / RRT: | ART / RRT: | ART / RRT: | ART / RRT: | ART / RRT: | ART / RRT: | ART / RRT: | ART / RRT: | ART / RRT: | ART / RRT: | ART / RRT: | ART / RRT: | ART / RRT: | ART / RRT: | ART / RRT: | ART / RRT: | ART / RRT: | ART / RRT: | ART / RRT: | ART / RRT: | ART / RRT: | ART / RRT: | ART / RRT: | ART / RRT: | ART / RRT: | ART / RRT: | ART / RRT: | ART / RRT: | ART / RRT: | ART / RRT: | ART / RRT: | ART / RRT: | ART / RRT: | ART / RRT: | ART / RRT: | ART / RRT: | ART / RRT: | ART / RRT: | ART / RRT: | ART / RRT: | ART / RRT: | ART / RRT: | ART / RRT: | ART / RRT: | ART / RRT: | ART / RRT: | ART / RRT: | ART / RRT: | ART / RRT: | ART / RRT: | ART / RRT: | ART / RRT: | ART / RRT: | ART / RRT: | ART / RRT: | ART / RRT: | ART / RRT: | ART / RRT: | ART / RRT: | ART / RRT: | ART / RRT: | ART / RRT: | ART / RRT: | ART / RRT: | ART / RRT: | ART / RRT: | ART / RRT: | ART / RRT: | ART / RRT: | ART / RRT: | ART / RRT: | ART / RRT: | ART / RRT: | ART / RRT: | ART / RRT: | ART / RRT: | ART / RRT: | ART / RRT: | ART / RRT: | ART / RRT: | ART / RRT: | ART / RRT: | ART / RRT: | ART / RRT: | ART / RRT: | ART / RRT: | ART / RRT: | ART / RRT: | ART / RRT: | ART / RRT: | ART / RRT: | ART / RRT: | ART / RRT: | ART / RRT: | ART / RRT: | ART / RRT: | ART / RRT: | ART / RRT: | ART / RRT: | ART / RRT: | ART / RRT: | ART / RRT: | ART / RRT: | ART / RRT: | ART / RRT: | ART / RRT: | ART / RRT: | ART / RRT: | ART / RRT: | ART / RRT: | ART / RRT: | ART / RRT: | ART / RRT: | ART / RRT: | ART / RRT: | ART / RRT: | ART / RRT: | ART / RRT: | ART / RRT: | ART / RRT: | ART / RRT: | ART / RRT: | ART / RRT: | ART / RRT: | ART / RRT: | ART / RRT: | ART / RRT: | ART / RRT: | ART / RRT: | ART / RRT: | ART / RRT: | ART / RRT: | ART / RRT: | ART / RRT: | ART / RRT: | ART / RRT: | ART / RRT: | ART / RRT: | ART / RRT: | ART / RRT: | ART / RRT: | ART / RRT: | ART / RRT: | ART / RRT: | ART / RRT: | ART / RRT: | ART / RRT: | ART / RRT: | ART / RRT: | ART / RRT: | ART / RRT: | ART / RRT: | ART / RRT: | ART / RRT: | ART / RRT: | ART / RRT: | ART / RRT: | ART / RRT: | ART / RRT: | ART / RRT: | ART / RRT: | ART / RRT: | ART / RRT: | ART / RRT: | ART / RRT: | ART / RRT: | ART / RRT: | ART / RRT: | ART / RRT: | ART / RRT: | ART / RRT: | ART / RRT: | ART / RRT: | ART / RRT: | ART / RRT: | ART / RRT: | ART / RRT: | ART / RRT: | ART / RRT: | ART / RRT: | ART / RRT: | ART / RRT: | ART / RRT: | ART / RRT: | ART / RRT: | ART / RRT: | ART / RRT: | ART / RRT: | ART / RRT: | ART / RRT: | ART / RRT: | ART / RRT: | ART / RRT: | ART / RRT: | ART / RRT: | ART / RRT: | ART / RRT: | ART / RRT: | ART / RRT: | ART / RRT: | ART / RRT: | ART / RRT: | ART / RRT: | ART / RRT: | ART / RRT: | ART / RRT: | ART / RRT: | ART / RRT: | ART / RRT: | ART / RRT: | ART / RRT: | ART / RRT: | ART / RRT: | ART / RRT: | ART / RRT: | ART / RRT: | ART / RRT: | ART / RRT: | ART / RRT: | ART / RRT: | ART / RRT: | ART / RRT: | ART / RRT: | ART / RRT: | ART / RRT: | ART / RRT: | ART / RRT: | ART / RRT: | ART / RRT: | ART / RRT: | ART / RRT: | ART / RRT: | ART / RRT: | ART / RRT: | ART / RRT: | ART / RRT: | ART / RRT: | ART / RRT: | ART / RRT: | ART / RRT: | ART / RRT: | ART / RRT: | ART / RRT: | ART / RRT: | ART / RRT: | ART / RRT: | ART / RRT: | ART / RRT: | ART / RRT: | ART / RRT: | ART / RRT: | ART / RRT: | ART / RRT: | ART / RRT: | ART / RRT: | ART / RRT: | ART / RRT: | ART / RRT: | ART / RRT: | ART / RRT: | ART / RRT: | ART / RRT: | ART / RRT: | ART / RRT: | ART / RRT: | ART / RRT: | ART / RRT: | ART / RRT: | ART / RRT: | ART / RRT: | ART / RRT: | ART / RRT: | ART / RRT: | ART / RRT: | ART / RRT: | ART / RRT: | ART / RRT: | ART / RRT: | ART / RRT: | ART / RRT: | ART / RRT: | ART / RRT: | ART / RRT: | ART / RRT: | ART / RRT: | ART / RRT: | ART / RRT: | ART / RRT: | ART / RRT: | ART / RRT: | ART / RRT: | ART / RRT: | ART / RRT: | ART / RRT: | ART / RRT: | ART / RRT: | ART / RRT: | ART / RRT: | ART / RRT: | ART / RRT: | ART / RRT: | ART / RRT: | ART / RRT: | ART / RRT: | ART / RRT: | ART / RRT: | ART / RRT: | ART / RRT: | ART / RRT: | ART / RRT: | ART / RRT: | ART / RRT: | ART / RRT: | ART / RRT: | ART / RRT: | ART / RRT: | ART / RRT: | ART / RRT: | ART / RRT: | ART / RRT: | ART / RRT: | ART / RRT: | ART / RRT: | ART / RRT: | ART / RRT: | ART / RRT: | ART / RRT: | ART / RRT: | ART / RRT: | ART / RRT: | ART / RRT: | ART / RRT: | ART / RRT: | ART / RRT: | ART / RRT: | ART / RRT: | ART / RRT: | ART / RRT: | ART / RRT: | ART / RRT: | ART / RRT: | ART / RRT: | ART / RRT: | ART / RRT: | ART / RRT: | ART / RRT: | ART / RRT: | ART / RRT: | ART / RRT: | ART / RRT: | ART / RRT: | ART / RRT: | ART / RRT: | ART / RRT: | ART / RRT: | ART / RRT: | ART / RRT: | ART / RRT: | ART / RRT: | ART / RRT: | ART / RRT: | ART / RRT: | ART / RRT: | ART / RRT: | ART / RRT: | ART / RRT: | ART / RRT: | ART / RRT: | ART / RRT: | ART / RRT: | ART / RRT: | ART / RRT: | ART / RRT: | ART / RRT: | ART / RRT: | ART / RRT: | ART / RRT: | ART / RRT: | ART / RRT: | ART / RRT: | ART / RRT: | ART / RRT: | ART / RRT: | ART / RRT: | ART / RRT: | ART / RRT: | ART / RRT: | ART / RRT: | ART / RRT: | ART / RRT: | ART / RRT: | ART / RRT: | ART / RRT: | ART / RRT: | ART / RRT: | ART / RRT: | ART / RRT: | ART / RRT: | ART / RRT: | ART / RRT: | ART / RRT: | ART / RRT: | ART / RRT: | ART / RRT: | ART / RRT: | ART / RRT: | ART / RRT: | ART / RRT: | ART / RRT: | ART / RRT: | ART / RRT: | ART / RRT: | ART / RRT: | ART / RRT: | ART / RRT: | ART / RRT: | ART / RRT: | ART / RRT: | ART / RRT: | ART / RRT: | ART / RRT: | ART / RRT: | ART / RRT: | ART / RRT: | ART / RRT: | ART / RRT: | ART / RRT: | ART / RRT: | ART / RRT: | ART / RRT: | ART / RRT: | ART / RRT: | ART / RRT: | ART / RRT: | ART / RRT: | ART / RRT: | ART / RRT: | ART / RRT: | ART / RRT: | ART / RRT: | ART / RRT: | ART / RRT: | ART / RRT: | ART / RRT: | ART / RRT: | ART / RRT: | ART / RRT: | ART / RRT: | ART / RRT: | ART / RRT: | ART / RRT: | ART / RRT: | ART / RRT: | ART / RRT: | ART / RRT: | ART / RRT: | ART / RRT: | ART / RRT: | ART / RRT: | ART / RRT: | ART / RRT: | ART / RRT: | ART / RRT: | ART / RRT: | ART / RRT: | ART / RRT: | ART / RRT: | ART / RRT: | ART / RRT: | ART / RRT: | ART / RRT: | ART / RRT: | ART / RRT: | ART / RRT: | ART / RRT: | ART / RRT: | ART / RRT: | ART / RRT: | ART / RRT: | ART / RRT: | ART / RRT: | ART / RRT: | ART / RRT: | ART / RRT: | ART / RRT: | ART / RRT: | ART / RRT: | ART / RRT: | ART / RRT: | ART / RRT: | ART / RRT: | ART / RRT: | ART / RRT: | ART / RRT: | ART / RRT: | ART / RRT: | ART / RRT: | ART / RRT: | ART / RRT: | ART / RRT: | ART / RRT: | ART / RRT: | ART / RRT: | ART / RRT: | ART / RRT: | ART / RRT: | ART / RRT: | ART / RRT: | ART / RRT: | ART / RRT: | ART / RRT: | ART / RRT: | ART / RRT: | ART / RRT: | ART / RRT: | ART / RRT: | ART / RRT: | ART / RRT: | ART / RRT: | ART / RRT: | ART / RRT: | ART / RRT: | ART / RRT: | ART / RRT: | ART / RRT: | ART / RRT: | ART / RRT: | ART / RRT: | ART / RRT: | ART / RRT: | ART / RRT: | ART / RRT: | ART / RRT: | ART / RRT: | ART / RRT: | ART / RRT: | ART / RRT: | ART / RRT: | ART / RRT: | ART / RRT: | ART / RRT: | ART / RRT: | ART / RRT: | ART / RRT: | ART / RRT: | ART / RRT: | ART / RRT: | ART / RRT: | ART / RRT: | ART / RRT: | ART / RRT: | ART / RRT: | ART / RRT: | ART / RRT: | ART / RRT: | ART / RRT: | ART / RRT: | ART / RRT: | ART / RRT: | ART / RRT: | ART / RRT: | ART / RRT: | ART / RRT: | ART / RRT: | ART / RRT: | ART / RRT: | ART / RRT: | ART / RRT: | ART / RRT: | ART / RRT: | ART / RRT: | ART / RRT: | ART / RRT: | ART / RRT: | ART / RRT: | ART / RRT: | ART / RRT: | ART / RRT: | ART / RRT: | ART / RRT: | ART / RRT: | ART / RRT: | ART / RRT: | ART / RRT: | ART / RRT: | ART / RRT: | ART / RRT: | ART / RRT: | ART / RRT: | ART / RRT: | ART / RRT: | ART / RRT: | ART / RRT: | ART / RRT: | ART / RRT: | ART / RRT: | ART / RRT: | ART / RRT: | ART / RRT: | ART / RRT: | ART / RRT: | ART / RRT: | ART / RRT: | ART / RRT: | ART / RRT: | ART / RRT: | ART / RRT: | ART / RRT: | ART / RRT: | ART / RRT: | ART / RRT: | ART / RRT: | ART / RRT: | ART / RRT: | ART / RRT: | ART / RRT: | ART / RRT: | ART / RRT: | ART / RRT: | ART / RRT: | ART / RRT: | ART / RRT: | ART / RRT: | ART / RRT: | ART / RRT: | ART / RRT: | ART / RRT: | ART / RRT: | ART / RRT: | ART / RRT: | ART / RRT: | ART / RRT: | ART / RRT: | ART / RRT: | ART / RRT: | ART / RRT: | ART / RRT: | ART / RRT: | ART / RRT: | ART / RRT: | ART / RRT: | ART / RRT: | ART / RRT: | ART / RRT: | ART / RRT: | ART / RRT: | ART / RRT: | ART / RRT: | ART / RRT: | ART / RRT: | ART / RRT: | ART / RRT: | ART / RRT: | ART / RRT: | ART / RRT: | ART / RRT: | ART / RRT: | ART / RRT: | ART / RRT: | ART / RRT: | ART / RRT: | ART / RRT: | ART / RRT: | ART / RRT: | ART / RRT: | ART / RRT: | ART / RRT: | ART / RRT: | ART / RRT: | ART / RRT: | ART / RRT: | ART / RRT: | ART / RRT: | ART / RRT: | ART / RRT: | ART / RRT: | ART / RRT: | ART / RRT: | ART / RRT: | ART / RRT: | ART / RRT: | ART / RRT: | ART / RRT: | ART / RRT: | ART / RRT: | ART / RRT: | ART / RRT: | ART / RRT: | ART / RRT: | ART / RRT: | ART / RRT: | ART / RRT: | ART / RRT: | ART / RRT: | ART / RRT: | ART / RRT: | ART / RRT: | ART / RRT: | ART / RRT: | ART / RRT: | ART / RRT: | ART / RRT: | ART / RRT: | ART / RRT: | ART / RRT: | ART / RRT: | ART / RRT: | ART / RRT: | ART / RRT: | ART / RRT: | ART / RRT: | ART / RRT: | ART / RRT: | ART / RRT: | ART / RRT: | ART / RRT: | ART / RRT: | ART / RRT: | ART / RRT: | ART / RRT: | ART / RRT: | ART / RRT: | ART / RRT: | ART / RRT: | ART / RRT: | ART / RRT: | ART / RRT: | ART / RRT: | ART / RRT: | ART / RRT: | ART / RRT: | ART / RRT: | ART / RRT: | ART / RRT: | ART / RRT: | ART / RRT: | ART / RRT: | ART / RRT: | ART / RRT: | ART / RRT: | ART / RRT: | ART / RRT: | ART / RRT: | ART / RRT: | ART / RRT: | ART / RRT: | ART / RRT: | ART / RRT: | ART / RRT: | ART / RRT: | ART / RRT: | ART / RRT: | ART / RRT: | ART / RRT: | ART / RRT: | ART / RRT: | ART / RRT: | ART / RRT: | ART / RRT: | ART / RRT: | ART / RRT: | ART / RRT: | ART / RRT: | ART / RRT: | ART / RRT: | ART / RRT: | ART / RRT: | ART / RRT: | ART / RRT: | ART / RRT: | ART / RRT: | ART / RRT: | ART / RRT: | ART / RRT: | ART / RRT: | ART / RRT: | ART / RRT: | ART / RRT: | ART / RRT: | ART / RRT: | ART / RRT: | ART / RRT: | ART / RRT: | ART / RRT: | ART / RRT: | ART / RRT: | ART / RRT: | ART / RRT: | ART / RRT: | ART / RRT: | ART / RRT: | ART / RRT: | ART / RRT: | ART / RRT: | ART / RRT: | ART / RRT: | ART / RRT: | ART / RRT: | ART / RRT: | ART / RRT: | ART / RRT: | ART / RRT: | ART / RRT: | ART / RRT: | ART / RRT: | ART / RRT: | ART / RRT: | ART / RRT: | ART / RRT: | ART / RRT: | ART / RRT: | ART / RRT: | ART / RRT: | ART / RRT: | ART / RRT: | ART / RRT: | ART / RRT: | ART / RRT: | ART / RRT: | ART / RRT: | ART / RRT: | ART / RRT: | ART / RRT: | ART / RRT: | ART / RRT: | ART / RRT: | ART / RRT: | ART / RRT: | ART / RRT: | ART / RRT: | ART / RRT: | ART / RRT: | ART / RRT: | ART / RRT: | ART / RRT: | ART / RRT: | ART / RRT: | ART / RRT: | ART / RRT: | ART / RRT: | ART / RRT: | ART / RRT: | ART / RRT: | ART / RRT: | ART / RRT: | ART / RRT: | ART / RRT: | ART / RRT: | ART / RRT: | ART / RRT: | ART / RRT: | ART / RRT: | ART / RRT: | ART / RRT: | ART / RRT: | ART / RRT: | ART / RRT: | ART / RRT: | ART / RRT: | ART / RRT: | ART / RRT: | ART / RRT: | ART / RRT: | ART / RRT: | ART / RRT: | ART / RRT: | ART / RRT: | ART / RRT: | ART / RRT: | ART / RRT: | ART / RRT: | ART / RRT: | ART / RRT: | ART / RRT: | ART / RRT: | ART / RRT: | ART / RRT: | ART / RRT: | ART / RRT: | ART / RRT: | ART / RRT: | ART / RRT: | ART / RRT: | ART / RRT: | ART / RRT: | ART / RRT: | ART / RRT: | ART / RRT: | ART / RRT: | ART / RRT: | ART / RRT: | ART / RRT: | ART / RRT: | ART / RRT: | ART / RRT: | ART / RRT: | ART / RRT: | ART / RRT: | ART / RRT: | ART / RRT: | ART / RRT: | ART / RRT: | ART / RRT: | ART / RRT: | ART / RRT: | ART / RRT: | ART / RRT: | ART / RRT: | ART / RRT: | ART / RRT: | ART / RRT: | ART / RRT: | ART / RRT: | ART / RRT: | ART / RRT: | ART / RRT: | ART / RRT: | ART / RRT: | ART / RRT: | ART / RRT: | ART / RRT: | ART / RRT: | ART / RRT: | ART / RRT: | ART / RRT: | ART / RRT: | ART / RRT: | ART / RRT: | ART / RRT: | ART / RRT: | ART / RRT: | ART / RRT: | ART / RRT: | ART / RRT: | ART / RRT: | ART / RRT: | ART / RRT: | ART / RRT: | ART / RRT: | ART / RRT: | ART / RRT: | ART / RRT: | ART / RRT: | ART / RRT: | ART / RRT: | ART / RRT: | ART / RRT: | ART / RRT: | ART / RRT: | ART / RRT: | ART / RRT: | ART / RRT: | ART / RRT: | ART / RRT: | ART / RRT: | ART / RRT: | ART / RRT: | ART / RRT: | ART / RRT: | ART / RRT: | ART / RRT: | ART / RRT: | ART / RRT: | ART / RRT: | ART / RRT: | ART / RRT: | ART / RRT: | ART / RRT: | ART / RRT: | ART / RRT: | ART / RRT: | ART / RRT: | ART / RRT: | ART / RRT: | ART / RRT: | ART / RRT: | ART / RRT: | ART / RRT: | ART / RRT: | ART / RRT: | ART / RRT: | ART / RRT: | ART / RRT: | ART / RRT: | ART / RRT: | ART / RRT: | ART / RRT: | ART / RRT: | ART / RRT: | ART / RRT: | ART / RRT: | ART / RRT: | ART / RRT: | ART / RRT: | ART / RRT: | ART / RRT: | ART / RRT: | ART / RRT: | ART / RRT: | ART / RRT: | ART / RRT: | ART / RRT: | ART / RRT: | ART / RRT: | ART / RRT: | ART / RRT: | ART / RRT: | ART / RRT: | ART / RRT: | ART / RRT: | ART / RRT: | ART / RRT: | ART / RRT: | ART / RRT: | ART / RRT: | ART / RRT: | ART / RRT: | ART / RRT: | ART / RRT: | ART / RRT: | ART / RRT: | ART / RRT: | ART / RRT: | ART / RRT: | ART / RRT: | ART / RRT: | ART / RRT: | ART / RRT: | ART / RRT: | ART / RRT: | ART / RRT: | ART / RRT: | ART / RRT: | ART / RRT: | ART / RRT: | ART / RRT: | ART / RRT: | ART / RRT: | ART / RRT: | ART / RRT: | ART / RRT: | ART / RRT: | ART / RRT: | ART / RRT: | ART / RRT: | ART / RRT: | ART / RRT: | ART / RRT: | ART / RRT: | ART / RRT: | ART / RRT: | ART / RRT: | ART / RRT: | ART / RRT: | ART / RRT: | ART / RRT: | ART / RRT: | ART / RRT: | ART / RRT: | ART / RRT: | ART / RRT: | ART / RRT: | ART / RRT: | ART / RRT: | ART / RRT: | ART / RRT: | ART / RRT: | ART / RRT: | ART / RRT: | ART / RRT: | ART / RRT: | ART / RRT: | ART / RRT: | ART / RRT: | ART / RRT: | ART / RRT: | ART / RRT: | ART / RRT: | ART / RRT: | ART / RRT: | ART / RRT: | ART / RRT: | ART / RRT: | ART / RRT: | ART / RRT: | ART / RRT: | ART / RRT: | ART / RRT: | ART / RRT: | ART / RRT: | ART / RRT: | ART / RRT: | ART / RRT: | ART / RRT: | ART / RRT: | ART / RRT: | ART / RRT: | ART / RRT: | ART / RRT: | ART / RRT: | ART / RRT: | ART / RRT: | ART / RRT: | ART / RRT: | ART / RRT: | ART / RRT: | ART / RRT: | ART / RRT: | ART / RRT: | ART / RRT: | ART / RRT: | ART / RRT: | ART / RRT: | ART / RRT: | ART / RRT: | ART / RRT: | ART / RRT: | ART / RRT: | ART / RRT: | ART / RRT: | ART / RRT: | ART / RRT: | ART / RRT: | ART / RRT: | ART / RRT: | ART / RRT: | ART / RRT: | ART / RRT: | ART / RRT: | ART / RRT: | ART / RRT: | ART / RRT: | ART / RRT: | ART / RRT: | ART / RRT: | ART / RRT: | ART / RRT: | ART / RRT: | ART / RRT: | ART / RRT: | ART / RRT: | ART / RRT: | ART / RRT: | ART / RRT: | ART / RRT: | ART / RRT: | ART / RRT: | ART / RRT: | ART / RRT: | ART / RRT: | ART / RRT: | ART / RRT: | ART / RRT: | ART / RRT: | ART / RRT: | ART / RRT: | ART / RRT: | ART / RRT: | ART / RRT: | ART / RRT: | ART / RRT: | ART / RRT: | ART / RRT: | ART / RRT: | ART / RRT: | ART / RRT: | ART / RRT: | ART / RRT: | ART / RRT: | ART / RRT: | ART / RRT: | ART / RRT: | ART / RRT: | ART / RRT: | ART / RRT: | ART / RRT: | ART / RRT: | ART / RRT: | ART / RRT: | ART / RRT: | ART / RRT: | ART / RRT: | ART / RRT: | ART / RRT: | ART / RRT: | ART / RRT: | ART / RRT: | ART / RRT: | ART / RRT: | ART / RRT: | ART / RRT: | ART / RRT: | ART / RRT: | ART / RRT: | ART / RRT: | ART / RRT: | ART / RRT: | ART / RRT: | ART / RRT: | ART / RRT: | ART / RRT: | ART / RRT: | ART / RRT: | ART / RRT: | ART / RRT: | ART / RRT: | ART / RRT: | ART / RRT: | ART / RRT: | ART / RRT: | ART / RRT: | ART / RRT: | ART / RRT: | ART / RRT: | ART / RRT: | ART / RRT: | ART / RRT: | ART / RRT: | ART / RRT: | ART / RRT: | ART / RRT: | ART / RRT: | ART / RRT: | ART / RRT: | ART / RRT: | ART / RRT: | ART / RRT: | ART / RRT: | ART / RRT: | ART / RRT: | ART / RRT: | ART / RRT: | ART / RRT: | ART / RRT: | ART / RRT: | ART / RRT: | ART / RRT: | ART / RRT: | ART / RRT: | ART / RRT: | ART / RRT: | ART / RRT: | ART / RRT: | ART / RRT: | ART / RRT: | ART / RRT: | ART / RRT: | ART / RRT: | ART / RRT: | ART / RRT: | ART / RRT: | ART / RRT: | ART / RRT: | ART / RRT: | ART / RRT: | ART / RRT: | ART / RRT: | ART / RRT: | ART / RRT: | ART / RRT: | ART / RRT: | ART / RRT: | ART / RRT: | ART / RRT: | ART / RRT: | ART / RRT: | ART / RRT: | ART / RRT: | ART / RRT: | ART / RRT: | ART / RRT: | ART / RRT: | ART / RRT: | ART / RRT: | ART / RRT: | ART / RRT: | ART / RRT: | ART / RRT: | ART / RRT: | ART / RRT: | ART / RRT: | ART / RRT: | ART / RRT: | ART / RRT: | ART / RRT: | ART / RRT: | ART / RRT: | ART / RRT: | ART / RRT: | ART / RRT: | ART / RRT: | ART / RRT: | ART / RRT: | ART / RRT: | ART / RRT: | ART / RRT: | ART / RRT: | ART / RRT: | ART / RRT: | ART / RRT: | ART / RRT: | ART / RRT: | ART / RRT: | ART / RRT: | ART / RRT: | ART / RRT: | ART / RRT: | ART / RRT: | ART / RRT: | ART / RRT: | ART / RRT: | ART / RRT: | ART / RRT: | ART / RRT: | ART / RRT: | ART / RRT: | ART / RRT: | ART / RRT: | ART / RRT: | ART / RRT: | ART / RRT: | ART / RRT: | ART / RRT: | ART / RRT: | ART / RRT: | ART / RRT: | ART / RRT: | ART / RRT: | ART / RRT: | ART / RRT: | ART / RRT: | ART / RRT: | ART / RRT: | ART / RRT: | ART / RRT: | ART / RRT: | ART / RRT: | ART / RRT: | ART / RRT: | ART / RRT: | ART / RRT: | ART / RRT: | ART / RRT: | ART / RRT: | ART / RRT: | ART / RRT: | ART / RRT: | ART / RRT: | ART / RRT: | ART / RRT: | ART / RRT: | ART / RRT: | ART / RRT: | ART / RRT: | ART / RRT: | ART / RRT: | ART / RRT: | ART / RRT: | ART / RRT: | ART / RRT: | ART / RRT: | ART / RRT: | ART / RRT: | ART / RRT: | ART / RRT: | ART / RRT: | ART / RRT: | ART / RRT: | ART / RRT: | ART / RRT: | ART / RRT: | ART / RRT: | ART / RRT: | ART / RRT: | ART / RRT: | ART / RRT: | ART / RRT: | ART / RRT: | ART / RRT: | ART / RRT: | ART / RRT: | ART / RRT: | ART / RRT: | ART / RRT: | ART / RRT: | ART / RRT: | ART / RRT: | ART / RRT: | ART / RRT: | ART / RRT: | ART / RRT: | ART / RRT: | ART / RRT: | ART / RRT: | ART / RRT: | ART / RRT: | ART / RRT: | ART / RRT: | ART / RRT: | ART / RRT: | ART / RRT: | ART / RRT: | ART / RRT: | ART / RRT: | ART / RRT: | ART / RRT: | ART / RRT: | ART / RRT: | ART / RRT: | ART / RRT: | ART / RRT: | ART / RRT: | ART / RRT: | ART / RRT: | ART / RRT: | ART / RRT: | ART / RRT: | ART / RRT: | ART / RRT: | ART / RRT: | ART / RRT: | ART / RRT: | ART / RRT: | ART / RRT: | ART / RRT: | ART / RRT: | ART / RRT: | ART / RRT: | ART / RRT: | ART / RRT: | ART / RRT: | ART / RRT: | ART / RRT: | ART / RRT: | ART / RRT: | ART / RRT: | ART / RRT: | ART / RRT: | ART / RRT: | ART / RRT: | ART / RRT: | ART / RRT: | ART / RRT: | ART / RRT: | ART / RRT: | ART / RRT: | ART / RRT: | ART / RRT: | ART / RRT: | ART / RRT: | ART / RRT: | ART / RRT: | ART / RRT: | ART / RRT: | ART / RRT: | ART / RRT: | ART / RRT: | ART / RRT: | ART / RRT: | ART / RRT: | ART / RRT: | ART / RRT: | ART / RRT: | ART / RRT: | ART / RRT: | ART / RRT: | ART / RRT: | ART / RRT: | ART / RRT: | ART / RRT: | ART / RRT: | ART / RRT: | ART / RRT: | ART / RRT: | ART / RRT: | ART / RRT: | ART / RRT: | ART / RRT: | ART / RRT: | ART / RRT: | ART / RRT: | ART / RRT: | ART / RRT: | ART / RRT: | ART / RRT: | ART / RRT: | ART / RRT: | ART / RRT: | ART / RRT: | ART / RRT: | ART / RRT: | ART / RRT: | ART / RRT: | ART / RRT: | ART / RRT: | ART / RRT: | ART / RRT: | ART / RRT: | ART / RRT: | ART / RRT: | ART / RRT: | ART / RRT: | ART / RRT: | ART / RRT: | ART / RRT: | ART / RRT: | ART / RRT: | ART / RRT: | ART / RRT: | ART / RRT: | ART / RRT: | ART / RRT: | ART / RRT: | ART / RRT: | ART / RRT: | ART / RRT: | ART / RRT: | ART / RRT: | ART / RRT: | ART / RRT: | ART / RRT: | ART / RRT: | ART / RRT: | ART / RRT: | ART / RRT: | ART / RRT: | ART / RRT: | ART / RRT: | ART / RRT: | ART / RRT: | ART / RRT: | ART / RRT: | ART / RRT: | ART / RRT: | ART / RRT: | ART / RRT: | ART / RRT: | ART / RRT: | ART / RRT: | ART / RRT: | ART / RRT: | ART / RRT: | ART / RRT: | ART / RRT: | ART / RRT: | ART / RRT: | ART / RRT: | ART / RRT: | ART / RRT: | ART / RRT: | ART / RRT: | ART / RRT: | ART / RRT: | ART / RRT: | ART / RRT: | ART / RRT: | ART / RRT: | ART / RRT: | ART / RRT: | ART / RRT: | ART / RRT: | ART / RRT: | ART / RRT: | ART / RRT: | ART / RRT: | ART / RRT: | ART / RRT: | ART / RRT: | ART / RRT: | ART / RRT: | ART / RRT: | ART / RRT: | ART / RRT: | ART / RRT: | ART / RRT: | ART / RRT: | ART / RRT: | ART / RRT: | ART / RRT: | ART / RRT: | ART / RRT: | ART / RRT: | ART / RRT: | ART / RRT: | ART / RRT: | ART / RRT: | ART / RRT: | ART / RRT: | ART / RRT: | ART / RRT: | ART / RRT: | ART / RRT: | ART / RRT: | ART / RRT: | ART / RRT: | ART / RRT: | ART / RRT: | ART / RRT: | ART / RRT: | ART / RRT: | ART / RRT: | ART / RRT: | ART / RRT: | ART / RRT: | ART / RRT: | ART / RRT: | ART / RRT: | ART / RRT: | ART / RRT: | ART / RRT: | ART / RRT: | ART / RRT: | ART / RRT: | ART / RRT: | ART / RRT: | ART / RRT: | ART / RRT: | ART / RRT: | ART / RRT: | ART / RRT: | ART / RRT: | ART / RRT: | ART / RRT: | ART / RRT: | ART / RRT: | ART / RRT: | ART / RRT: | ART / RRT: | ART / RRT: | ART / RRT: | ART / RRT: | ART / RRT: | ART / RRT: | ART / RRT: | ART / RRT: | ART / RRT: | ART / RRT: | ART / RRT: | ART / RRT: | ART / RRT: | ART / RRT: | ART / RRT: | ART / RRT: | ART / RRT: | ART / RRT: | ART / RRT: | ART / RRT: | ART / RRT: | ART / RRT: | ART / RRT: | ART / RRT: | ART / RRT: | ART / RRT: | ART / RRT: | ART / RRT: | ART / RRT: | ART / RRT: | ART / RRT: | ART / RRT: | ART / RRT: | ART / RRT: | ART / RRT: | ART / RRT: | ART / RRT: | ART / RRT: | ART / RRT: | ART / RRT: | ART / RRT: | ART / RRT: | ART / RRT: | ART / RRT: | ART / RRT: | ART / RRT: | ART / RRT: | ART / RRT: | ART / RRT: | ART / RRT: | ART / RRT: | ART / RRT: | ART / RRT: | ART / RRT: | ART / RRT: | ART / RRT: | ART / RRT: | ART / RRT: | ART / RRT: | ART / RRT: | ART / RRT: | ART / RRT: | ART / RRT: | ART / RRT: | ART / RRT: | ART / RRT: | ART / RRT: | ART / RRT: | ART / RRT: | ART / RRT: | ART / RRT: | ART / RRT: | ART / RRT: | ART / RRT: | ART / RRT: | ART / RRT: | ART / RRT: | ART / RRT: | ART / RRT: | ART / RRT: | ART / RRT: | ART / RRT: | ART / RRT: | ART / RRT: | ART / RRT: | ART / RRT: | ART / RRT: | ART / RRT: | ART / RRT: | ART / RRT: | ART / RRT: | ART / RRT: | ART / RRT: | ART / RRT: | ART / RRT: | ART / RRT: | ART / RRT: | ART / RRT: | ART / RRT: | ART / RRT: | ART / RRT: | ART / RRT: | ART / RRT: | ART / RRT: | ART / RRT: | ART / RRT: | ART / RRT: | ART / RRT: | ART / RRT: | ART / RRT: | ART / RRT: | ART / RRT: | ART / RRT: | ART / RRT: | ART / RRT: | ART / RRT: | ART / RRT: | ART / RRT: | ART / RRT: | ART / RRT: | ART / RRT: | ART / RRT: | ART / RRT: | ART / RRT: | ART / RRT: | ART / RRT: | ART / RRT: | ART / RRT: | ART / RRT: | ART / RRT: | ART / RRT: | ART / RRT: | ART / RRT: | ART / RRT: | ART / RRT: | ART / RRT: | ART / RRT: | ART / RRT: | ART / RRT: | ART / RRT: | ART / RRT: | ART / RRT: | ART / RRT: | ART / RRT: | ART / RRT: | ART / RRT: | ART / RRT: | ART / RRT: | ART / RRT: | ART / RRT: | ART / RRT: | ART / RRT: | ART / RRT: | ART / RRT: | ART / RRT: | ART / RRT: | ART / RRT: | ART / RRT: | ART / RRT: | ART / RRT: | ART / RRT: | ART / RRT: | ART / RRT: | ART / RRT: | ART / RRT: | ART / RRT: | ART / RRT: | ART / RRT: | ART / RRT: | ART / RRT: | ART / RRT: | ART / RRT: | ART / RRT: | ART / RRT: | ART / RRT: | ART / RRT: | ART / RRT: | ART / RRT: | ART / RRT: | ART / RRT: | ART / RRT: | ART / RRT: | ART / RRT: | ART / RRT: | ART / RRT: | ART / RRT: | ART / RRT: | ART / RRT: | ART / RRT: | ART / RRT: | ART / RRT: | ART / RRT: | ART / RRT: | ART / RRT: | ART / RRT: | ART / RRT: | ART / RRT: | ART / RRT: | ART / RRT: | ART / RRT: | ART / RRT: | ART / RRT: | ART / RRT: | ART / RRT: | ART / RRT: | ART / RRT: | ART / RRT: | ART / RRT: | ART / RRT: | ART / RRT: | ART / RRT: | ART / RRT: | ART / RRT: | ART / RRT: | ART / RRT: | ART / RRT: | ART / RRT: | ART / RRT: | ART / RRT: | ART / RRT: | ART / RRT: | ART / RRT: | ART / RRT: | ART / RRT: | ART / RRT: | ART / RRT: | ART / RRT: | ART / RRT: | ART / RRT: | ART / RRT: | ART / RRT: | ART / RRT: | ART / RRT: | ART / RRT: | ART / RRT: | ART / RRT: | ART / RRT: | ART / RRT: | ART / RRT: | ART / RRT: | ART / RRT: | ART / RRT: | ART / RRT: | ART / RRT: | ART / RRT: | ART / RRT: | ART / RRT: | ART / RRT: | ART / RRT: | ART / RRT: | ART / RRT: | ART / RRT: | ART / RRT: | ART / RRT: | ART / RRT: | ART / RRT: | ART / RRT: | ART / RRT: | ART / RRT: | ART / RRT: | ART / RRT: | ART / RRT: | ART / RRT: | ART / RRT: | ART / RRT: | ART / RRT: | ART / RRT: | ART / RRT: | ART / RRT: | ART / RRT: | ART / RRT: | ART / RRT: | ART / RRT: | ART / RRT: | ART / RRT: | ART / RRT: | ART / RRT: | ART / RRT: | ART / RRT: | ART / RRT: | ART / RRT: | ART / RRT: | ART / RRT: | ART / RRT: | ART / RRT: | ART / RRT: | ART / RRT: | ART / RRT: | ART / RRT: | ART / RRT: | ART / RRT: | ART / RRT: | ART / RRT: | ART / RRT: | ART / RRT: | ART / RRT: | ART / RRT: | ART / RRT: | ART / RRT: | ART / RRT: | ART / RRT: | ART / RRT: | ART / RRT: | ART / RRT: | ART / RRT: | ART / RRT: | ART / RRT: | ART / RRT: | ART / RRT: | ART / RRT: | ART / RRT: | ART / RRT: | ART / RRT: | ART / RRT: | ART / RRT: | ART / RRT: | ART / RRT: | ART / RRT: | ART / RRT: | ART / RRT: | ART / RRT: | ART / RRT: | ART / RRT: | ART / RRT: | ART / RRT: | ART / RRT: | ART / RRT: | ART / RRT: | ART / RRT: | ART / RRT: | ART / RRT: | ART / RRT: | ART / RRT: | ART / RRT: | ART / RRT: | ART / RRT: | ART / RRT: | ART / RRT: | ART / RRT: | ART / RRT: | ART / RRT: | ART / RRT: | ART / RRT: | ART / RRT: | ART / RRT: | ART / RRT: | ART / RRT: | ART / RRT: | ART / RRT: | ART / RRT: | ART / RRT: | ART / RRT: | ART / RRT: | ART / RRT: | ART / RRT: | ART / RRT: | ART / RRT: | ART / RRT: | ART / RRT: | ART / RRT: | ART / RRT: | ART / RRT: | ART / RRT: | ART / RRT: | ART / RRT: | ART / RRT: | ART / RRT: | ART / RRT: | ART / RRT: | ART / RRT: | ART / RRT: | ART / RRT: | ART / RRT: | ART / RRT: | ART / RRT: | ART / RRT: | ART / RRT: | ART / RRT: | ART / RRT: | ART / RRT: | ART / RRT: | ART / RRT: | ART / RRT: | ART / RRT: | ART / RRT: | ART / RRT: | ART / RRT: | ART / RRT: | ART / RRT: | ART / RRT: | ART / RRT: | ART / RRT: | ART / RRT: | ART / RRT: | ART / RRT: | ART / RRT: | ART / RRT: | ART / RRT: | ART / RRT: | ART / RRT: | ART / RRT: | ART / RRT: | ART / RRT: | ART / RRT: | ART / RRT: | ART / RRT: | ART / RRT: | ART / RRT: | ART / RRT: | ART / RRT: | ART / RRT: | ART / RRT: | ART / RRT: | ART / RRT: | ART / RRT: | ART / RRT: | ART / RRT: | ART / RRT: | ART / RRT: | ART / RRT: | ART / RRT: | ART / RRT: | ART / RRT: | ART / RRT: | ART / RRT: | ART / RRT: | ART / RRT: | ART / RRT: | ART / RRT: | ART / RRT: | ART / RRT: | ART / RRT: | ART / RRT: | ART / RRT: | ART / RRT: | ART / RRT: | ART / RRT: | ART / RRT: | ART / RRT: | ART / RRT: | ART / RRT: | ART / RRT: | ART / RRT: | ART / RRT: | ART / RRT: | ART / RRT: | ART / RRT: | ART / RRT: | ART / RRT: | ART / RRT: | ART / RRT: | ART / RRT: | ART / RRT: | ART / RRT: | ART / RRT: | ART / RRT: | ART / RRT: | ART / RRT: | ART / RRT: | ART / RRT: | ART / RRT: | ART / RRT: | ART / RRT: | ART / RRT: | ART / RRT: | ART / RRT: | ART / RRT: | ART / RRT: | ART / RRT: | ART / RRT: | ART / RRT: | ART / RRT: | ART / RRT: | ART / RRT: | ART / RRT: | ART / RRT: | ART / RRT: | ART / RRT: | ART / RRT: | ART / RRT: | ART / RRT: | ART / RRT: | ART / RRT: | ART / RRT: | ART / RRT: | ART / RRT: | ART / RRT: | ART / RRT: | ART / RRT: | ART / RRT: | ART / RRT: | ART / RRT: | ART / RRT: | ART / RRT: | ART / RRT: | ART / RRT: | ART / RRT: | ART / RRT: | ART / RRT: | ART / RRT: | ART / RRT: | ART / RRT: | ART / RRT: | ART / RRT: | ART / RRT: | ART / RRT: | ART / RRT: | ART / RRT: | ART / RRT: | ART / RRT: | ART / RRT: | ART / RRT: | ART / RRT: | ART / RRT: | ART / RRT: | ART / RRT: | ART / RRT: | ART / RRT: | ART / RRT: | ART / RRT: | ART / RRT: | ART / RRT: | ART / RRT: | ART / RRT: | ART / RRT: | ART / RRT: | ART / RRT: | ART / RRT: | ART / RRT: | ART / RRT: | ART / RRT: | ART / RRT: | ART / RRT: | ART / RRT: | ART / RRT: | ART / RRT: | ART / RRT: | ART / RRT: | ART / RRT: | ART / RRT: | ART / RRT: | ART / RRT: | ART / RRT: | ART / RRT: | ART / RRT: | ART / RRT: | ART / RRT: | ART / RRT: | ART / RRT: | ART / RRT: | ART / RRT: | ART / RRT: | ART / RRT: | ART / RRT: | ART / RRT: | ART / RRT: | ART / RRT: | ART / RRT: | ART / RRT: | ART / RRT: | ART / RRT: | ART / RRT: | ART / RRT: | ART / RRT: | ART / RRT: | ART / RRT: | ART / RRT: | ART / RRT: | ART / RRT: | ART / RRT: | ART / RRT: | ART / RRT: | ART / RRT: | ART / RRT: | ART / RRT: | ART / RRT: | ART / RRT: | ART / RRT: | ART / RRT: | ART / RRT: | ART / RRT: | ART / RRT: | ART / RRT: | ART / RRT: | ART / RRT: | ART / RRT: | ART / RRT: | ART / RRT: | ART / RRT: | ART / RRT: | ART / RRT: | ART / RRT: | ART / RRT: | ART / RRT: | ART / RRT: | ART / RRT: | ART / RRT: | ART / RRT: | ART / RRT: | ART / RRT: | ART / RRT: | ART / RRT: | ART / RRT: | ART / RRT: | ART / RRT: | ART / RRT: | ART / RRT: | ART / RRT: | ART / RRT: | ART / RRT: | ART / RRT: | ART / RRT: | ART / RRT: | ART / RRT: | ART / RRT: | ART / RRT: | ART / RRT: | ART / RRT: | ART / RRT: | ART / RRT: | ART / RRT: | ART / RRT: | ART / RRT: | ART / RRT: | ART / RRT: | ART / RRT: | ART / RRT: | ART / RRT: | ART / RRT: | ART / RRT: | ART / RRT: | ART / RRT: | ART / RRT: | ART / RRT: | ART / RRT: | ART / RRT: | ART / RRT: | ART / RRT: | ART / RRT: | ART / RRT: | ART / RRT: | ART / RRT: | ART / RRT: | ART / RRT: | ART / RRT: | ART / RRT: | ART / RRT: | ART / RRT: | ART / RRT: | ART / RRT: | ART / RRT: | ART / RRT: | ART / RRT: | ART / RRT: | ART / RRT: | ART / RRT: | ART / RRT: | ART / RRT: | ART / RRT: | ART / RRT: | ART / RRT: | ART / RRT: | ART / RRT: | ART / RRT: | ART / RRT: | ART / RRT: | ART / RRT: | ART / RRT: | ART / RRT: | ART / RRT: | ART / RRT: | ART / RRT: | ART / RRT: | ART / RRT: | ART / RRT: | ART / RRT: | ART / RRT: | ART / RRT: | ART / RRT: | ART / RRT: | ART / RRT: | ART / RRT: | ART / RRT: | ART / RRT: | ART / RRT: | ART / RRT: | ART / RRT: | ART / RRT: | ART / RRT: | ART / RRT: | ART / RRT: | ART / RRT: | ART / RRT: | ART / RRT: | ART / RRT: | ART / RRT: | ART / RRT: | ART / RRT: | ART / RRT: | ART / RRT: | ART / RRT: | ART / RRT: | ART / RRT: | ART / RRT: | ART / RRT: | ART / RRT: | ART / RRT: | ART / RRT: | ART / RRT: | ART / RRT: | ART / RRT: | ART / RRT: | ART / RRT: | ART / RRT: | ART / RRT: | ART / RRT: | ART / RRT: | ART / RRT: | ART / RRT: | ART / RRT: | ART / RRT: | ART / RRT: | ART / RRT: | ART / RRT: | ART / RRT: | ART / RRT: | ART / RRT: | ART / RRT: | ART / RRT: | ART / RRT: | ART / RRT: | ART / RRT: | ART / RRT: | ART / RRT: | ART / RRT: | ART / RRT: | ART / RRT: | ART / RRT: | ART / RRT: | ART / RRT: | ART / RRT: | ART / RRT: | ART / RRT: | ART / RRT: | ART / RRT: | ART / RRT: | ART / RRT: | ART / RRT: | ART / RRT: | ART / RRT: | ART / RRT: | ART / RRT: | ART / RRT: | ART / RRT: | ART / RRT: | ART / RRT: | ART / RRT: | ART / RRT: | ART / RRT: | ART / RRT: | ART / RRT: | ART / RRT: | ART / RRT: | ART / RRT: | ART / RRT: | ART / RRT: | ART / RRT: | ART / RRT: | ART / RRT: | ART / RRT: | ART / RRT: | ART / RRT: | ART / RRT: | ART / RRT: | ART / RRT: | ART / RRT: | ART / RRT: | ART / RRT: | ART / RRT: | ART / RRT: | ART / RRT: | ART / RRT: | ART / RRT: | ART / RRT: | ART / RRT: | ART / RRT: | ART / RRT: | ART / RRT: | ART / RRT: | ART / RRT: | ART / RRT: | ART / RRT: | ART / RRT: | ART / RRT: | ART / RRT: | ART / RRT: | ART / RRT: | ART / RRT: | ART / RRT: | ART / RRT: | ART / RRT: | ART / RRT: | ART / RRT: | ART / RRT: | ART / RRT: | ART / RRT: | ART / RRT: | ART / RRT: | ART / RRT: | ART / RRT: | ART / RRT: | ART / RRT: | ART / RRT: | ART / RRT: | ART / RRT: | ART / RRT: | ART / RRT: | ART / RRT: | ART / RRT: | ART / RRT: | ART / RRT: | ART / RRT: | ART / RRT: | ART / RRT: | ART / RRT: | ART / RRT: | ART / RRT: | ART / RRT: | ART / RRT: | ART / RRT: | ART / RRT: | ART / RRT: | ART / RRT: | ART / RRT: | ART / RRT: | ART / RRT: | ART / RRT: | ART / RRT: | ART / RRT: | ART / RRT: | ART / RRT: | ART / RRT: | ART / RRT: | ART / RRT: | ART / RRT: | ART / RRT: | ART / RRT: | ART / RRT: | ART / RRT: | ART / RRT: | ART / RRT: | ART / RRT: | ART / RRT: | ART / RRT: | ART / RRT: | ART / RRT: | ART / RRT: | ART / RRT: | ART / RRT: | ART / RRT: | ART / RRT: | ART / RRT: | ART / RRT: | ART / RRT: | ART / RRT: | ART / RRT: | ART / RRT: | ART / RRT: | ART / RRT: | ART / RRT: | ART / RRT: | ART / RRT: | ART / RRT: | ART / RRT: | ART / RRT: | ART / RRT: | ART / RRT: | ART / RRT: | ART / RRT: | ART / RRT: | ART / RRT: | ART / RRT: | ART / RRT: | ART / RRT: | ART / RRT: | ART / RRT: | ART / RRT: | ART / RRT: | ART / RRT: | ART / RRT: | ART / RRT: | ART / RRT: | ART / RRT: | ART / RRT: | ART / RRT: | ART / RRT: | ART / RRT: | ART / RRT: | ART / RRT: | ART / RRT: | ART / RRT: | ART / RRT: | ART / RRT: | ART / RRT: | ART / RRT: | ART / RRT: | ART / RRT: | ART / RRT: | ART / RRT: | ART / RRT: | ART / RRT: | ART / RRT: | ART / RRT: | ART / RRT: | ART / RRT: | ART / RRT: | ART / RRT: | ART / RRT: | ART / RRT: | ART / RRT: | ART / RRT: | ART / RRT: | ART / RRT: | ART / RRT: | ART / RRT: | ART / RRT: | ART / RRT: | ART / RRT: | ART / RRT: | ART / RRT: | ART / RRT: | ART / RRT: | ART / RRT: | ART / RRT: | ART / RRT: | ART / RRT: | ART / RRT: | ART / RRT: | ART / RRT: | ART / RRT: | ART / RRT: | ART / RRT: | ART / RRT: | ART / RRT: | ART / RRT: | ART / RRT: | ART / RRT: | ART / RRT: | ART / RRT: | ART / RRT: | ART / RRT: | ART / RRT: | ART / RRT: | ART / RRT: | ART / RRT: | ART / RRT: | ART / RRT: | ART / RRT: | ART / RRT: | ART / RRT: | ART / RRT: | ART / RRT: | ART / RRT: | ART / RRT: | ART / RRT: | ART / RRT: | ART / RRT: | ART / RRT: | ART / RRT: | ART / RRT: | ART / RRT: | ART / RRT: | ART / RRT: | ART / RRT: | ART / RRT: | ART / RRT: | ART / RRT: | ART / RRT: | ART / RRT: | ART / RRT: | ART / RRT: | ART / RRT: | ART / RRT: | ART / RRT: | ART / RRT: | ART / RRT: | ART / RRT: | ART / RRT: | ART / RRT: | ART / RRT: | ART / RRT: | ART / RRT: | ART / RRT: | ART / RRT: | ART / RRT: | ART / RRT: | ART / RRT: | ART / RRT: | ART / RRT: | ART / RRT: | ART / RRT: | ART / RRT: | ART / RRT: | ART / RRT: | ART / RRT: | ART / RRT: | ART / RRT: | ART / RRT: | ART / RRT: | ART / RRT: | ART / RRT: | ART / RRT: | ART / RRT: | ART / RRT: | ART / RRT: | ART / RRT: | ART / RRT: | ART / RRT: | ART / RRT: | ART / RRT: | ART / RRT: | ART / RRT: | ART / RRT: | ART / RRT: | ART / RRT: | ART / RRT: | ART / RRT: | ART / RRT: | ART / RRT: | ART / RRT: | ART / RRT: | ART / RRT: | ART / RRT: | ART / RRT: | ART / RRT: | ART / RRT: | ART / RRT: | ART / RRT: | ART / RRT: | ART / RRT: | ART / RRT: | ART / RRT: | ART / RRT: | ART / RRT: | ART / RRT: | ART / RRT: | ART / RRT: | ART / RRT: | ART / RRT: | ART / RRT: | ART / RRT: | ART / RRT: | ART / RRT: | ART / RRT: | ART / RRT: | ART / RRT: | ART / RRT: | ART / RRT: | ART / RRT: | ART / RRT: | ART / RRT: | ART / RRT: | ART / RRT: | ART / RRT: | ART / RRT: | ART / RRT: | ART / RRT: | ART / RRT: | ART / RRT: | ART / RRT: | ART / RRT: | ART / RRT: | ART / RRT: | ART / RRT: | ART / RRT: | ART / RRT: | ART / RRT: | ART / RRT: | ART / RRT: | ART / RRT: | ART / RRT: | ART / RRT: | ART / RRT: | ART / RRT: | ART / RRT: | ART / RRT: | ART / RRT: | ART / RRT: | ART / RRT: | ART / RRT: | ART / RRT: | ART / RRT: | ART / RRT: | ART / RRT: | ART / RRT: | ART / RRT: | ART / RRT: | ART / RRT: | ART / RRT: | ART / RRT: | ART / RRT: | ART / RRT: | ART / RRT: | ART / RRT: | ART / RRT: | ART / RRT: | ART / RRT: | ART / RRT: | ART / RRT: | ART / RRT: | ART / RRT: | ART / RRT: | ART / RRT: | ART / RRT: | ART / RRT: | ART / RRT: | ART / RRT: | ART / RRT: | ART / RRT: | ART / RRT: | ART / RRT: | ART / RRT: | ART / RRT: | ART / RRT: | ART / RRT: | ART / RRT: | ART / RRT: | ART / RRT: | ART / RRT: | ART / RRT: | ART / RRT: | ART / RRT: | ART / RRT: | ART / RRT: | ART / RRT: | ART / RRT: | ART / RRT: | ART / RRT: | ART / RRT: | ART / RRT: | ART / RRT: | ART / RRT: | ART / RRT: | ART / RRT: | ART / RRT: | ART / RRT: | ART / RRT: | ART / RRT: | ART / RRT: | ART / RRT: | ART / RRT: | ART / RRT: | ART / RRT: | ART / RRT: | ART / RRT: | ART / RRT: | ART / RRT: | ART / RRT: | ART / RRT: | ART / RRT: | ART / RRT: | ART / RRT: | ART / RRT: | ART / RRT: | ART / RRT: | ART / RRT: | ART / RRT: | ART / RRT: | ART / RRT: | ART / RRT: | ART / RRT: | ART / RRT: | ART / RRT: | ART / RRT: | ART / RRT: | ART / RRT: | ART / RRT: | ART / RRT: | ART / RRT: | ART / RRT: | ART / RRT: | ART / RRT: | ART / RRT: | ART / RRT: | ART / RRT: | ART / RRT: | ART / RRT: | ART / RRT: | ART / RRT: | ART / RRT: | ART / RRT: | ART / RRT: | ART / RRT: | ART / RRT: | ART / RRT: | ART / RRT: | ART / RRT: | ART / RRT: | ART / RRT: | ART / RRT: | ART / RRT: | ART / RRT: | ART / RRT: | ART / RRT: | ART / RRT: | ART / RRT: | ART / RRT: | ART / RRT: | ART / RRT: | ART / RRT: | ART / RRT: | ART / RRT: | ART / RRT: | ART / RRT: | ART / RRT: | ART / RRT: | ART / RRT: | ART / RRT: | ART / RRT: | ART / RRT: | ART / RRT: | ART / RRT: | ART / RRT: | ART / RRT: | ART / RRT: | ART / RRT: | ART / RRT: | ART / RRT: | ART / RRT: | ART / RRT: | ART / RRT: | ART / RRT: | ART / RRT: | ART / RRT: | ART / RRT: | ART / RRT: | ART / RRT: | ART / RRT: | ART / RRT: | ART / RRT: | ART / RRT: | ART / RRT: | ART / RRT: | ART / RRT: | ART / RRT: | ART / RRT: | ART / RRT: | ART / RRT: | ART / RRT: | ART / RRT: | ART / RRT: | ART / RRT: | ART / RRT: | ART / RRT: | ART / RRT: | ART / RRT: | ART / RRT: | ART / RRT: | ART / RRT: | ART / RRT: | ART / RRT: | ART / RRT: | ART / RRT: | ART / RRT: | ART / RRT: | ART / RRT: | ART / RRT: | ART / RRT: | ART / RRT: | ART / RRT: | ART / RRT: | ART / RRT: | ART / RRT: | ART / RRT: | ART / RRT: | ART / RRT: | ART / RRT: | ART / RRT: | ART / RRT: | ART / RRT: | ART / RRT: | ART / RRT: | ART / RRT: | ART / RRT: | ART / RRT: | ART / RRT: | ART / RRT: | ART / RRT: | ART / RRT: | ART / RRT: | ART / RRT: | ART / RRT: | ART / RRT: | ART / RRT: | ART / RRT: | ART / RRT: | ART / RRT: | ART / RRT: | ART / RRT: | ART / RRT: | ART / RRT: | ART / RRT: | ART / RRT: | ART / RRT: | ART / RRT: | ART / RRT: | ART / RRT: | ART / RRT: | ART / RRT: | ART / RRT: | ART / RRT: | ART / RRT: | ART / RRT: | ART / RRT: | ART / RRT: | ART / RRT: | ART / RRT: | ART / RRT: | ART / RRT: | ART / RRT: | ART / RRT: | ART / RRT: | ART / RRT: | ART / RRT: | ART / RRT: | ART / RRT: | ART / RRT: | ART / RRT: | ART / RRT: | ART / RRT: | ART / RRT: | ART / RRT: | ART / RRT: | ART / RRT: | ART / RRT: | ART / RRT: | ART / RRT: | ART / RRT: | ART / RRT: | ART / RRT: | ART / RRT: | ART / RRT: | ART / RRT: | ART / RRT: | ART / RRT: | ART / RRT: | ART / RRT: | ART / RRT: | ART / RRT: | ART / RRT: | ART / RRT: | ART / RRT: | ART / RRT: | ART / RRT: | ART / RRT: | ART / RRT: | ART / RRT: | ART / RRT: | ART / RRT: | ART / RRT: | ART / RRT: | ART / RRT: | ART / RRT: | ART / RRT: | ART / RRT: | ART / RRT: | ART / RRT: | ART / RRT: | ART / RRT: | ART / RRT: | ART / RRT: | ART / RRT: | ART / RRT: | ART / RRT: | ART / RRT: | ART / RRT: | ART / RRT: | ART / RRT: | ART / RRT: | ART / RRT: | ART / RRT: | ART / RRT: | ART / RRT: | ART / RRT: | ART / RRT: | ART / RRT: | ART / RRT: | ART / RRT: | ART / RRT: | ART / RRT: | ART / RRT: | ART / RRT: | ART / RRT: | ART / RRT: | ART / RRT: | ART / RRT: | ART / RRT: | ART / RRT: | ART / RRT: | ART / RRT: | ART / RRT: | ART / RRT: | ART / RRT: | ART / RRT: | ART / RRT: | ART / RRT: | ART / RRT: | ART / RRT: | ART / RRT: | ART / RRT: | ART / RRT: | ART / RRT: | ART / RRT: | ART / RRT: | ART / RRT: | ART / RRT: | ART / RRT: | ART / RRT: | ART / RRT: | ART / RRT: | ART / RRT: | ART / RRT: | ART / RRT: | ART / RRT: | ART / RRT: | ART / RRT: | ART / RRT: | ART / RRT: | ART / RRT: | ART / RRT: | ART / RRT: | ART / RRT: | ART / RRT: | ART / RRT: | ART / RRT: | ART / RRT: | ART / RRT: | ART / RRT: | ART / RRT: | ART / RRT: | ART / RRT: | ART / RRT: | ART / RRT: | ART / RRT: | ART / RRT: | ART / RRT: | ART / RRT: | ART / RRT: | ART / RRT: | ART / RRT: | ART / RRT: | ART / RRT: | ART / RRT: | ART / RRT: | ART / RRT: | ART / RRT: | ART / RRT: | ART / RRT: | ART / RRT: | ART / RRT: | ART / RRT: | ART / RRT: | ART / RRT: | ART / RRT: | ART / RRT: | ART / RRT: | ART / RRT: | ART / RRT: | ART / RRT: | ART / RRT: | ART / RRT: | ART / RRT: | ART / RRT: | ART / RRT: | ART / RRT: | ART / RRT: | ART / RRT: | ART / RRT: | ART / RRT: | ART / RRT: | ART / RRT: | ART / RRT: | ART / RRT: | ART / RRT: | ART / RRT: | ART / RRT: | ART / RRT: | ART / RRT: | ART / RRT: | ART / RRT: | ART / RRT: | ART / RRT: | ART / RRT: | ART / RRT: | ART / RRT: | ART / RRT: | ART / RRT: | ART / RRT: | ART / RRT: | ART / RRT: | ART / RRT: | ART / RRT: | ART / RRT: | ART / RRT: | ART / RRT: | ART / RRT: | ART / RRT: | ART / RRT: | ART / RRT: | ART / RRT: | ART / RRT: | ART / RRT: | ART / RRT: | ART / RRT: | ART / RRT: | ART / RRT: | ART / RRT: | ART / RRT: | ART / RRT: | ART / RRT: | ART / RRT: | ART / RRT: | ART / RRT: | ART / RRT: | ART / RRT: | ART / RRT: | ART / RRT: | ART / RRT: | ART / RRT: | ART / RRT: | ART / RRT: | ART / RRT: | ART / RRT: | ART / RRT: | ART / RRT: | ART / RRT: | ART / RRT: | ART / RRT: | ART / RRT: | ART / RRT: | ART / RRT: | ART / RRT: | ART / RRT: | ART / RRT: | ART / RRT: | ART / RRT: | ART / RRT: | ART / RRT: | ART / RRT: | ART / RRT: | ART / RRT: | ART / RRT: | ART / RRT: | ART / RRT: | ART / RRT: | ART / RRT: | ART / RRT: | ART / RRT: | ART / RRT: | ART / RRT: | ART / RRT: | ART / RRT: | ART / RRT: | ART / RRT: | ART / RRT: | ART / RRT: | ART / RRT: | ART / RRT: | ART / RRT: | ART / RRT: | ART / RRT: | ART / RRT: | ART / RRT: | ART / RRT: | ART / RRT: | ART / RRT: | ART / RRT: | ART / RRT: | ART / RRT: | ART / RRT: | ART / RRT: | ART / RRT: | ART / RRT: | ART / RRT: | ART / RRT: | ART / RRT: | ART / RRT: | ART / RRT: | ART / RRT: | ART / RRT: | ART / RRT: | ART / RRT: | ART / RRT: | ART / RRT: | ART / RRT: | ART / RRT: | ART / RRT: | ART / RRT: | ART / RRT: | ART / RRT: | ART / RRT: | ART / RRT: | ART / RRT: | ART / RRT: | ART / RRT: | ART / RRT: | ART / RRT: | ART / RRT: | ART / RRT: | ART / RRT: | ART / RRT: | ART / RRT: | ART / RRT: | ART / RRT: | ART / RRT: | ART / RRT: | ART / RRT: | ART / RRT: | ART / RRT: | ART / RRT: | ART / RRT: | ART / RRT: | ART / RRT: | ART / RRT: | ART / RRT: | ART / RRT: | ART / RRT: | ART / RRT: | ART / RRT: | ART / RRT: | ART / RRT: | ART / RRT: | ART / RRT: | ART / RRT: | ART / RRT: | ART / RRT: | ART / RRT: | ART / RRT: | ART / RRT: | ART / RRT: | ART / RRT: | ART / RRT: | ART / RRT: | ART / RRT: | ART / RRT: | ART / RRT: | ART / RRT: | ART / RRT: | ART / RRT: | ART / RRT: | ART / RRT: | ART / RRT: | ART / RRT: | ART / RRT: | ART / RRT: | ART / RRT: | ART / RRT: | ART / RRT: | ART / RRT: | ART / RRT: | ART / RRT: | ART / RRT: | ART / RRT: | ART / RRT: | ART / RRT: | ART / RRT: | ART / RRT: | ART / RRT: | ART / RRT: | ART / RRT: | ART / RRT: | ART / RRT: | ART / RRT: | ART / RRT: | ART / RRT: | ART / RRT: | ART / RRT: | ART / RRT: | ART / RRT: | ART / RRT: | ART / RRT: | ART / RRT: | ART / RRT: | ART / RRT: | ART / RRT: | ART / RRT: | ART / RRT: | ART / RRT: | ART / RRT: | ART / RRT: | ART / RRT: | ART / RRT: | ART / RRT: | ART / RRT: | ART / RRT: | ART / RRT: | ART / RRT: | ART / RRT: | ART / RRT: | ART / RRT: | ART / RRT: | ART / RRT: | ART / RRT: | ART / RRT: | ART / RRT: | ART / RRT: | ART / RRT: | ART / RRT: | ART / RRT: | ART / RRT: | ART / RRT: | ART / RRT: | ART / RRT: | ART / RRT: | ART / RRT: | ART / RRT: | ART / RRT: | ART / RRT: | ART / RRT: | ART / RRT: | ART / RRT: | ART / RRT: | ART / RRT: | ART / RRT: | ART / RRT: | ART / RRT: | ART / RRT: | ART / RRT: | ART / RRT: | ART / RRT: | ART / RRT: | ART / RRT: | ART / RRT: | ART / RRT: | ART / RRT: | ART / RRT: | ART / RRT: | ART / RRT: | ART / RRT: | ART / RRT: | ART / RRT: | ART / RRT: | ART / RRT: | ART / RRT: | ART / RRT: | ART / RRT: | ART / RRT: | ART / RRT: | ART / RRT: | ART / RRT: | ART / RRT: | ART / RRT: | ART / RRT: | ART / RRT: | ART / RRT: | ART / RRT: | ART / RRT: | ART / RRT: | ART / RRT: | ART / RRT: | ART / RRT: | ART / RRT: | ART / RRT: | ART / RRT: | ART / RRT: | ART / RRT: | ART / RRT: | ART / RRT: | ART / RRT: | ART / RRT: | ART / RRT: | ART / RRT: | ART / RRT: | ART / RRT: | ART / RRT: | ART / RRT: | ART / RRT: | ART / RRT: | ART / RRT: | ART / RRT: | ART / RRT: | ART / RRT: | ART / RRT: | ART / RRT: | ART / RRT: | ART / RRT: | ART / RRT: | ART / RRT: | ART / RRT: | ART / RRT: | ART / RRT: | ART / RRT: | ART / RRT: | ART / RRT: | ART / RRT: | ART / RRT: | ART / RRT: | ART / RRT: | ART / RRT: | ART / RRT: | ART / RRT: | ART / RRT: | ART / RRT: | ART / RRT: | ART / RRT: | ART / RRT: | ART / RRT: | ART / RRT: | ART / RRT: | ART / RRT: | ART / RRT: | ART / RRT: | ART / RRT: | ART / RRT: | ART / RRT: | ART / RRT: | ART / RRT: | ART / RRT: | ART / RRT: | ART / RRT: | ART / RRT: | ART / RRT: | ART / RRT: | ART / RRT: | ART / RRT: | ART / RRT: | ART / RRT: | ART / RRT: | ART / RRT: | ART / RRT: | ART / RRT: | ART / RRT: | ART / RRT: | ART / RRT: | ART / RRT: | ART / RRT: | ART / RRT: | ART / RRT: | ART / RRT: | ART / RRT: | ART / RRT: | ART / RRT: | ART / RRT: | ART / RRT: | ART / RRT: | ART / RRT: | ART / RRT: | ART / RRT: | ART / RRT: | ART / RRT: | ART / RRT: | ART / RRT: | ART / RRT: | ART / RRT: | ART / RRT: | ART / RRT: | ART / RRT: | ART / RRT: | ART / RRT: | ART / RRT: | ART / RRT: | ART / RRT: | ART / RRT: | ART / RRT: | ART / RRT: | ART / RRT: | ART / RRT: | ART / RRT: | ART / RRT: | ART / RRT: | ART / RRT: | ART / RRT: | ART / RRT: | ART / RRT: | ART / RRT: | ART / RRT: | ART / RRT: | ART / RRT: | ART / RRT: | ART / RRT: | ART / RRT: | ART / RRT: | ART / RRT: | ART / RRT: | ART / RRT: | ART / RRT: | ART / RRT: | ART / RRT: | ART / RRT: | ART / RRT: | ART / RRT: | ART / RRT: | ART / RRT: | ART / RRT: | ART / RRT: | ART / RRT: | ART / RRT: | ART / RRT: | ART / RRT: | ART / RRT: | ART / RRT: | ART / RRT: | ART / RRT: | ART / RRT: | ART / RRT: | ART / RRT: | ART / RRT: | ART / RRT: | ART / RRT: | ART / RRT: | ART / RRT: | ART / RRT: | ART / RRT: | ART / RRT: | ART / RRT: | ART / RRT: | ART / RRT: | ART / RRT: | ART / RRT: | ART / RRT: | ART / RRT: | ART / RRT: | ART / RRT: | ART / RRT: | ART / RRT: | ART / RRT: | ART / RRT: | ART / RRT: | ART / RRT: | ART / RRT: | ART / RRT: | ART / RRT: | ART / RRT: | ART / RRT: | ART / RRT: | ART / RRT: | ART / RRT: | ART / RRT: | ART / RRT: | ART / RRT: | ART / RRT: | ART / RRT: | ART / RRT: | ART / RRT: | ART / RRT: | ART / RRT: | ART / RRT: | ART / RRT: | ART / RRT: | ART / RRT: | ART / RRT: | ART / RRT: | ART / RRT: | ART / RRT: | ART / RRT: | ART / RRT: | ART / RRT: | ART / RRT: | ART / RRT: | ART / RRT: | ART / RRT: | ART / RRT: | ART / RRT: | ART / RRT: | ART / RRT: | ART / RRT: | ART / RRT: | ART / RRT: | ART / RRT: | ART / RRT: | ART / RRT: | ART / RRT: | ART / RRT: | ART / RRT: | ART / RRT: | ART / RRT: | ART / RRT: | ART / RRT: | ART / RRT: | ART / RRT: | ART / RRT: | ART / RRT: | ART / RRT: | ART / RRT: | ART / RRT: | ART / RRT: | ART / RRT: | ART / RRT: | ART / RRT: | ART / RRT: | ART / RRT: | ART / RRT: | ART / RRT: | ART / RRT: | ART / RRT: | ART / RRT: | ART / RRT: | ART / RRT: | ART / RRT: | ART / RRT: | ART / RRT: | ART / RRT: | ART / RRT: | ART / RRT: | ART / RRT: | ART / RRT: | ART / RRT: | ART / RRT: | ART / RRT: | ART / RRT: | ART / RRT: | ART / RRT: | ART / RRT: | ART / RRT: | ART / RRT: | ART / RRT: | ART / RRT: | ART / RRT: | ART / RRT: | ART / RRT: | ART / RRT: | ART / RRT: | ART / RRT: | ART / RRT: | ART / RRT: | ART / RRT: | ART / RRT: | ART / RRT: | ART / RRT: | ART / RRT: | ART / RRT: | ART / RRT: | ART / RRT: | ART / RRT: | ART / RRT: | ART / RRT: | ART / RRT: | ART / RRT: | ART / RRT: | ART / RRT: | ART / RRT: | ART / RRT: | ART / RRT: | ART / RRT: | ART / RRT: | ART / RRT: | ART / RRT: | ART / RRT: | ART / RRT: | ART / RRT: | ART / RRT: | ART / RRT: | ART / RRT: | ART / RRT: | ART / RRT: | ART / RRT: | ART / RRT: | ART / RRT: | ART / RRT: | ART / RRT: | ART / RRT: | ART / RRT: | ART / RRT: | ART / RRT: | ART / RRT: | ART / RRT: | ART / RRT: | ART / RRT: | ART / RRT: | ART / RRT: | ART / RRT: | ART / RRT: | ART / RRT: | ART / RRT: | ART / RRT: | ART / RRT: | ART / RRT: | ART / RRT: | ART / RRT: | ART / RRT: | ART / RRT: | ART / RRT: | ART / RRT: | ART / RRT: | ART / RRT: | ART / RRT: | ART / RRT: | ART / RRT: | ART / RRT: | ART / RRT: | ART / RRT: | ART / RRT: | ART / RRT: | ART / RRT: | ART / RRT: | ART / RRT: | ART / RRT: | ART / RRT: | ART / RRT: | ART / RRT: | ART / RRT: | ART / RRT: | ART / RRT: | ART / RRT: | ART / RRT: | ART / RRT: | ART / RRT: | ART / RRT: | ART / RRT: | ART / RRT: | ART / RRT: | ART / RRT: | ART / RRT: | ART / RRT: | ART / RRT: | ART / RRT: | ART / RRT: | ART / RRT: | ART / RRT: | ART / RRT: | ART / RRT: | ART / RRT: | ART / RRT: | ART / RRT: | ART / RRT: | ART / RRT: | ART / RRT: | ART / RRT: | ART / RRT: | ART / RRT: | ART / RRT: | ART / RRT: | ART / RRT: | ART / RRT: | ART / RRT: | ART / RRT: | ART / RRT: | ART / RRT: | ART / RRT: | ART / RRT: | ART / RRT: | ART / RRT: | ART / RRT: | ART / RRT: | ART / RRT: | ART / RRT: | ART / RRT: | ART / RRT: | ART / RRT: | ART / RRT: | ART / RRT: | ART / RRT: | ART / RRT: | ART / RRT: | ART / RRT: | ART / RRT: | ART / RRT: | ART / RRT: | ART / RRT: | ART / RRT: | ART / RRT: | ART / RRT: | ART / RRT: | ART / RRT: | ART / RRT: | ART / RRT: | ART / RRT: | ART / RRT: | ART / RRT: | ART / RRT: | ART / RRT: | ART / RRT: | ART / RRT: | ART / RRT: | ART / RRT: | ART / RRT: | ART / RRT: | ART / RRT: | ART / RRT: | ART / RRT: | ART / RRT: | ART / RRT: | ART / RRT: | ART / RRT: | ART / RRT: | ART / RRT: | ART / RRT: | ART / RRT: | ART / RRT: | ART / RRT: | ART / RRT: | ART / RRT: | ART / RRT: | ART / RRT: | ART / RRT: | ART / RRT: | ART / RRT: | ART / RRT: | ART / RRT: | ART / RRT: | ART / RRT: | ART / RRT: | ART / RRT: | ART / RRT: | ART / RRT: | ART / RRT: | ART / RRT: | ART / RRT: | ART / RRT: | ART / RRT: | ART / RRT: | ART / RRT: | ART / RRT: | ART / RRT: | ART / RRT: | ART / RRT: | ART / RRT: | ART / RRT: | ART / RRT: | ART / RRT: | ART / RRT: | ART / RRT: | ART / RRT: | ART / RRT: | ART / RRT: | ART / RRT: | ART / RRT: | ART / RRT: | ART / RRT: | ART / RRT: | ART / RRT: | ART / RRT: | ART / RRT: | ART / RRT: | ART / RRT: | ART / RRT: | ART / RRT: | ART / RRT: | ART / RRT: | ART / RRT: | ART / RRT: | ART / RRT: | ART / RRT: | ART / RRT: | ART / RRT: | ART / RRT: | ART / RRT: | ART / RRT: | ART / RRT: | ART / RRT: | ART / RRT: | ART / RRT: | ART / RRT: | ART / RRT: | ART / RRT: | ART / RRT: | ART / RRT: | ART / RRT: | ART / RRT: | ART / RRT: | ART / RRT: | ART / RRT: | ART / RRT: | ART / RRT: | ART / RRT: | ART / RRT: | ART / RRT: | ART / RRT: | ART / RRT: | ART / RRT: | ART / RRT: | ART / RRT: | ART / RRT: | ART / RRT: | ART / RRT: | ART / RRT: | ART / RRT: | ART / RRT: | ART / RRT: | ART / RRT: | ART / RRT: | ART / RRT: | ART / RRT: | ART / RRT: | ART / RRT: | ART / RRT: | ART / RRT: | ART / RRT: | ART / RRT: | ART / RRT: | ART / RRT: | ART / RRT: | ART / RRT: | ART / RRT: | ART / RRT: | ART / RRT: | ART / RRT: | ART / RRT: | ART / RRT: | ART / RRT: | ART / RRT: | ART / RRT: | ART / RRT: | ART / RRT: | ART / RRT: | ART / RRT: | ART / RRT: | ART / RRT: | ART / RRT: | ART / RRT: | ART / RRT: | ART / RRT: | ART / RRT: | ART / RRT: | ART / RRT: | ART / RRT: | ART / RRT: | ART / RRT: | ART / RRT: | ART / RRT: | ART / RRT: | ART / RRT: | ART / RRT: | ART / RRT: | ART / RRT: | ART / RRT: | ART / RRT: | ART / RRT: | ART / RRT: | ART / RRT: | ART / RRT: | ART / RRT: | ART / RRT: | ART / RRT: | ART / RRT: | ART / RRT: | ART / RRT: | ART / RRT: | ART / RRT: | ART / RRT: | ART / RRT: | ART / RRT: | ART / RRT: | ART / RRT: | ART / RRT: | ART / RRT: | ART / RRT: | ART / RRT: | ART / RRT: | ART / RRT: | ART / RRT: | ART / RRT: | ART / RRT: | ART / RRT: | ART / RRT: | ART / RRT: | ART / RRT: | ART / RRT: | ART / RRT: | ART / RRT: | ART / RRT: | ART / RRT: | ART / RRT: | ART / RRT: | ART / RRT: | ART / RRT: | ART / RRT: | ART / RRT: | ART / RRT: | ART / RRT: | ART / RRT: | ART / RRT: | ART / RRT: | ART / RRT: | ART / RRT: | ART / RRT: | ART / RRT: | ART / RRT: | ART / RRT: | ART / RRT: | ART / RRT: | ART / RRT: | ART / RRT: | ART / RRT: | ART / RRT: | ART / RRT: | ART / RRT: | ART / RRT: | ART / RRT: | ART / RRT: | ART / RRT: | ART / RRT: | ART / RRT: | ART / RRT: | ART / RRT: | ART / RRT: | ART / RRT: | ART / RRT: | ART / RRT: | ART / RRT: | ART / RRT: | ART / RRT: | ART / RRT: | ART / RRT: | ART / RRT: | ART / RRT: | ART / RRT: | ART / RRT: | ART / RRT: | ART / RRT: | ART / RRT: | ART / RRT: | ART / RRT: | ART / RRT: | ART / RRT: | ART / RRT: | ART / RRT: | ART / RRT: | ART / RRT: | ART / RRT: | ART / RRT: | ART / RRT: | ART / RRT: | ART / RRT: | ART / RRT: | ART / RRT: | ART / RRT: | ART / RRT: | ART / RRT: | ART / RRT: | ART / RRT: | ART / RRT: | ART / RRT: | ART / RRT: | ART / RRT: | ART / RRT: | ART / RRT: | ART / RRT: | ART / RRT: | ART / RRT: | ART / RRT: | ART / RRT: | ART / RRT: | ART / RRT: | ART / RRT: | ART / RRT: | ART / RRT: | ART / RRT: | ART / RRT: | ART / RRT: | ART / RRT: | ART / RRT: | ART / RRT: | ART / RRT: | ART / RRT: | ART / RRT: | ART / RRT: | ART / RRT: | ART / RRT: | ART / RRT: | ART / RRT: | ART / RRT: | ART / RRT: | ART / RRT: | ART / RRT: | ART / RRT: | ART / RRT: | ART / RRT: | ART / RRT: | ART / RRT: | ART / RRT: | ART / RRT: | ART / RRT: | ART / RRT: | ART / RRT: | ART / RRT: | ART / RRT: | ART / RRT: | ART / RRT: | ART / RRT: | ART / RRT: | ART / RRT: | ART / RRT: | ART / RRT: | ART / RRT: | ART / RRT: | ART / RRT: | ART / RRT: | ART / RRT: | ART / RRT: | ART / RRT: | ART / RRT: | ART / RRT: | ART / RRT: | ART / RRT: | ART / RRT: | ART / RRT: | ART / RRT: | ART / RRT: | ART / RRT: | ART / RRT: | ART / RRT: | ART / RRT: | ART / RRT: | ART / RRT: | ART / RRT: | ART / RRT: | ART / RRT: | ART / RRT: | ART / RRT: | ART / RRT: | ART / RRT: | ART / RRT: | ART / RRT: | ART / RRT: | ART / RRT: | ART / RRT: | ART / RRT: | ART / RRT: | ART / RRT: | ART / RRT: | ART / RRT: | ART / RRT: | ART / RRT: | ART / RRT: | ART / RRT: | ART / RRT: | ART / RRT: | ART / RRT: | ART / RRT: | ART / RRT: | ART / RRT: | ART / RRT: | ART / RRT: | ART / RRT: | ART / RRT: | ART / RRT: | ART / RRT: | ART / RRT: | ART / RRT: | ART / RRT: | ART / RRT: | ART / RRT: | ART / RRT: | ART / RRT: | ART / RRT: | ART / RRT: | ART / RRT: | ART / RRT: | ART / RRT: | ART / RRT: | ART / RRT: | ART / RRT: | ART / RRT: | ART / RRT: | ART / RRT: | ART / RRT: | ART / RRT: | ART / RRT: | ART / RRT: | ART / RRT: | ART / RRT: | ART / RRT: | ART / RRT: | ART / RRT: | ART / RRT: | ART / RRT: | ART / RRT: | ART / RRT: | ART / RRT: | ART / RRT: | ART / RRT: | ART / RRT: | ART / RRT: | ART / RRT: | ART / RRT: | ART / RRT: | ART / RRT: | ART / RRT: | ART / RRT: | ART / RRT: | ART / RRT: | ART / RRT: | ART / RRT: | ART / RRT: | ART / RRT: | ART / RRT: | ART / RRT: | ART / RRT: | ART / RRT: | ART / RRT: | ART / RRT: | ART / RRT: | ART / RRT: | ART / RRT: | ART / RRT: | ART / RRT: | ART / RRT: | ART / RRT: | ART / RRT: | ART / RRT: | ART / RRT: | ART / RRT: | ART / RRT: | ART / RRT: | ART / RRT: | ART / RRT: | ART / RRT: | ART / RRT: | ART / RRT: | ART / RRT: | ART / RRT: | ART / RRT: | ART / RRT: | ART / RRT: | ART / RRT: | ART / RRT: | ART / RRT: | ART / RRT: | ART / RRT: | ART / RRT: | ART / RRT: | ART / RRT: | ART / RRT: | ART / RRT: | ART / RRT: | ART / RRT: | ART / RRT: | ART / RRT: | ART / RRT: | ART / RRT: | ART / RRT: | ART / RRT: | ART / RRT: | ART / RRT: | ART / RRT: | ART / RRT: | ART / RRT: | ART / RRT: | ART / RRT: | ART / RRT: | ART / RRT: | ART / RRT: | ART / RRT: | ART / RRT: | ART / RRT: | ART / RRT: | ART / RRT: | ART / RRT: | ART / RRT: | ART / RRT: | ART / RRT: | ART / RRT: | ART / RRT: | ART / RRT: | ART / RRT: | ART / RRT: | ART / RRT: | ART / RRT: | ART / RRT: | ART / RRT: | ART / RRT: | ART / RRT: | ART / RRT: | ART / RRT: | ART / RRT: | ART / RRT: | ART / RRT: | ART / RRT: | ART / RRT: | ART / RRT: | ART / RRT: | ART / RRT: | ART / RRT: | ART / RRT: | ART / RRT: | ART / RRT: | ART / RRT: | ART / RRT: | ART / RRT: | ART / RRT: | ART / RRT: | ART / RRT: | ART / RRT: | ART / RRT: | ART / RRT: | ART / RRT: | ART / RRT: | ART / RRT: | ART / RRT: | ART / RRT: | ART / RRT: | ART / RRT: | ART / RRT: | ART / RRT: | ART / RRT: | ART / RRT: | ART / RRT: | ART / RRT: | ART / RRT: | ART / RRT: | ART / RRT: | ART / RRT: | ART / RRT: | ART / RRT: | ART / RRT: | ART / RRT: | ART / RRT: | ART / RRT: | ART / RRT: | ART / RRT: | ART / RRT: | ART / RRT: | ART / RRT: | ART / RRT: | ART / RRT: | ART / RRT: | ART / RRT: | ART / RRT: | ART / RRT: | ART / RRT: | ART / RRT: | ART / RRT: | ART / RRT: | ART / RRT: | ART / RRT: | ART / RRT: | ART / RRT: | ART / RRT: | ART / RRT: | ART / RRT: | ART / RRT: | ART / RRT: | ART / RRT: | ART / RRT: | ART / RRT: | ART / RRT: | ART / RRT: | ART / RRT: | ART / RRT: | ART / RRT: | ART / RRT: | ART / RRT: | ART / RRT: | ART / RRT: | ART / RRT: | ART / RRT: | ART / RRT: | ART / RRT: | ART / RRT: | ART / RRT: | ART / RRT: | ART / RRT: | ART / RRT: | ART / RRT: | ART / RRT: | ART / RRT: | ART / RRT: | ART / RRT: | ART / RRT: | ART / RRT: | ART / RRT: | ART / RRT: | ART / RRT: | ART / RRT: | ART / RRT: | ART / RRT: | ART / RRT: | ART / RRT: | ART / RRT: | ART / RRT: | ART / RRT: | ART / RRT: | ART / RRT: | ART / RRT: | ART / RRT: | ART / RRT: | ART / RRT: | ART / RRT: | ART / RRT: | ART / RRT: | ART / RRT: | ART / RRT: | ART / RRT: | ART / RRT: | ART / RRT: | ART / RRT: | ART / RRT: | ART / RRT: | ART / RRT: | ART / RRT: | ART / RRT: | ART / RRT: | ART / RRT: | ART / RRT: | ART / RRT: | ART / RRT: | ART / RRT: | ART / RRT: | ART / RRT: | ART / RRT: | ART / RRT: | ART / RRT: | ART / RRT: | ART / RRT: | ART / RRT: | ART / RRT: | ART / RRT: | ART / RRT: | ART / RRT: | ART / RRT: | ART / RRT: | ART / RRT: | ART / RRT: | ART / RRT: | ART / RRT: | ART / RRT: | ART / RRT: | ART / RRT: | ART / RRT: | ART / RRT: | ART / RRT: | ART / RRT: | ART / RRT: | ART / RRT: | ART / RRT: | ART / RRT: | ART / RRT: | ART / RRT: | ART / RRT: | ART / RRT: | ART / RRT: | ART / RRT: | ART / RRT: | ART / RRT: | ART / RRT: | ART / RRT: | ART / RRT: | ART / RRT: | ART / RRT: | ART / RRT: | ART / RRT: | ART / RRT: | ART / RRT: | ART / RRT: | ART / RRT: | ART / RRT: | ART / RRT: | ART / RRT: | ART / RRT: | ART / RRT: | ART / RRT: | ART / RRT: | ART / RRT: | ART / RRT: | ART / RRT: | ART / RRT: | ART / RRT: | ART / RRT: | ART / RRT: | ART / RRT: | ART / RRT: | ART / RRT: | ART / RRT: | ART / RRT: | ART / RRT: | ART / RRT: | ART / RRT: | ART / RRT: | ART / RRT: | ART / RRT: | ART / RRT: | ART / RRT: | ART / RRT: | ART / RRT: | ART / RRT: | ART / RRT: | ART / RRT: | ART / RRT: | ART / RRT: | ART / RRT: | ART / RRT: | ART / RRT: | ART / RRT: | ART / RRT: | ART / RRT: | ART / RRT: | ART / RRT: | ART / RRT: | ART / RRT: | ART / RRT: | ART / RRT: | ART / RRT: | ART / RRT: | ART / RRT: | ART / RRT: | ART / RRT: | ART / RRT: | ART / RRT: | ART / RRT: | ART / RRT: | ART / RRT: | ART / RRT: | ART / RRT: | ART / RRT: | ART / RRT: | ART / RRT: | ART / RRT: | ART / RRT: | ART / RRT: | ART / RRT: | ART / RRT: | ART / RRT: | ART / RRT: | ART / RRT: | ART / RRT: | ART / RRT: | ART / RRT: | ART / RRT: | ART / RRT: | ART / RRT: | ART / RRT: | ART / RRT: | ART / RRT: | ART / RRT: | ART / RRT: | ART / RRT: | ART / RRT: | ART / RRT: | ART / RRT: | ART / RRT: | ART / RRT: | ART / RRT: | ART / RRT: | ART / RRT: | ART / RRT: | ART / RRT: | ART / RRT: | ART / RRT: | ART / RRT: | ART / RRT: | ART / RRT: | ART / RRT: | ART / RRT: | ART / RRT: | ART / RRT: | ART / RRT: | ART / RRT: | ART / RRT: | ART / RRT: | ART / RRT: | ART / RRT: | ART / RRT: | ART / RRT: | ART / RRT: | ART / RRT: | ART / RRT: | ART / RRT: | ART / RRT: | ART / RRT: | ART / RRT: | ART / RRT: | ART / RRT: | ART / RRT: | ART / RRT: | ART / RRT: | ART / RRT: | ART / RRT: | ART / RRT: | ART / RRT: | ART / RRT: | ART / RRT: | ART / RRT: | ART / RRT: | ART / RRT: | ART / RRT: | ART / RRT: | ART / RRT: | ART / RRT: | ART / RRT: | ART / RRT: | ART / RRT: | ART / RRT: | ART / RRT: | ART / RRT: | ART / RRT: | ART / RRT: | ART / RRT: | ART / RRT: | ART / RRT: | ART / RRT: | ART / RRT: | ART / RRT: | ART / RRT: | ART / RRT: | ART / RRT: | ART / RRT: | ART / RRT: | ART / RRT: | ART / RRT: | ART / RRT: | ART / RRT: | ART / RRT: | ART / RRT: | ART / RRT: | ART / RRT: | ART / RRT: | ART / RRT: | ART / RRT: | ART / RRT: | ART / RRT: | ART / RRT: | ART / RRT: | ART / RRT: | ART / RRT: | ART / RRT: | ART / RRT: | ART / RRT: | ART / RRT: | ART / RRT: | ART / RRT: | ART / RRT: | ART / RRT: | ART / RRT: | ART / RRT: | ART / RRT: | ART / RRT: | ART / RRT: | ART / RRT: | ART / RRT: | ART / RRT: | ART / RRT: | ART / RRT: | ART / RRT: | ART / RRT: | ART / RRT: | ART / RRT: | ART / RRT: | ART / RRT: | ART / RRT: | ART / RRT: | ART / RRT: | ART / RRT: | ART / RRT: | ART / RRT: | ART / RRT: | ART / RRT: | ART / RRT: | ART / RRT: | ART / RRT: | ART / RRT: | ART / RRT: | ART / RRT: | ART / RRT: | ART / RRT: | ART / RRT: | ART / RRT: | ART / RRT: | ART / RRT: | ART / RRT: | ART / RRT: | ART / RRT: | ART / RRT: | ART / RRT: | ART / RRT: | ART / RRT: | ART / RRT: | ART / RRT: | ART / RRT: | ART / RRT: | ART / RRT: | ART / RRT: | ART / RRT: | ART / RRT: | ART / RRT: | ART / RRT: | ART / RRT: | ART / RRT: | ART / RRT: | ART / RRT: | ART / RRT: | ART / RRT: | ART / RRT: | ART / RRT: | ART / RRT: | ART / RRT: | ART / RRT: | ART / RRT: | ART / RRT: | ART / RRT: | ART / RRT: | ART / RRT: | ART / RRT: | ART / RRT: | ART / RRT: | ART / RRT: | ART / RRT: | ART / RRT: | ART / RRT: | ART / RRT: | ART / RRT: | ART / RRT: | ART / RRT: | ART / RRT: | ART / RRT: | ART / RRT: | ART / RRT: | ART / RRT: | ART / RRT: | ART / RRT: | ART / RRT: | ART / RRT: | ART / RRT: | ART / RRT: | ART / RRT: | ART / RRT: | ART / RRT: | ART / RRT: | ART / RRT: | ART / RRT: | ART / RRT: | ART / RRT: | ART / RRT: | ART / RRT: | ART / RRT: | ART / RRT: | ART / RRT: | ART / RRT: | ART / RRT: | ART / RRT: | ART / RRT: | ART / RRT: | ART / RRT: | ART / RRT: | ART / RRT: | ART / RRT: | ART / RRT: | ART / RRT: | ART / RRT: | ART / RRT: | ART / RRT: | ART / RRT: | ART / RRT: | ART / RRT: | ART / RRT: | ART / RRT: | ART / RRT: | ART / RRT: | ART / RRT: | ART / RRT: | ART / RRT: | ART / RRT: | ART / RRT: | ART / RRT: | ART / RRT: | ART / RRT: | ART / RRT: | ART / RRT: | ART / RRT: | ART / RRT: | ART / RRT: | ART / RRT: | ART / RRT: | ART / RRT: | ART / RRT: | ART / RRT: | ART / RRT: | ART / RRT: | ART / RRT: | ART / RRT: | ART / RRT: | ART / RRT: | ART / RRT: | ART / RRT: | ART / RRT: | ART / RRT: | ART / RRT: | ART / RRT: | ART / RRT: | ART / RRT: | ART / RRT: | ART / RRT: | ART / RRT: | ART / RRT: | ART / RRT: | ART / RRT: | ART / RRT: | ART / RRT: | ART / RRT: | ART / RRT: | ART / RRT: | ART / RRT: | ART / RRT: | ART / RRT: | ART / RRT: | ART / RRT: | ART / RRT: | ART / RRT: | ART / RRT: | ART / RRT: | ART / RRT: | ART / RRT: | ART / RRT: | ART / RRT: | ART / RRT: | ART / RRT: | ART / RRT: | ART / RRT: | ART / RRT: | ART / RRT: | ART / RRT: | ART / RRT: | ART / RRT: | ART / RRT: | ART / RRT: | ART / RRT: | ART / RRT: | ART / RRT: | ART / RRT: | ART / RRT: | ART / RRT: | ART / RRT: | ART / RRT: | ART / RRT: | ART / RRT: | ART / RRT: | ART / RRT: | ART / RRT: | ART / RRT: | ART / RRT: | ART / RRT: | ART / RRT: | ART / RRT: | ART / RRT: | ART / RRT: | ART / RRT: | ART / RRT: | ART / RRT: | ART / RRT: | ART / RRT: | ART / RRT: | ART / RRT: | ART / RRT: | ART / RRT: | ART / RRT: | ART / RRT: | ART / RRT: | ART / RRT: | ART / RRT: | ART / RRT: | ART / RRT: | ART / RRT: | ART / RRT: | ART / RRT: | ART / RRT: | ART / RRT: | ART / RRT: | ART / RRT: | ART / RRT: | ART / RRT: | ART / RRT: | ART / RRT: | ART / RRT: | ART / RRT: | ART / RRT: | ART / RRT: | ART / RRT: | ART / RRT: | ART / RRT: | ART / RRT: | ART / RRT: | ART / RRT: | ART / RRT: | ART / RRT: | ART / RRT: | ART / RRT: | ART / RRT: | ART / RRT: | ART / RRT: | ART / RRT: | ART / RRT: | ART / RRT: | ART / RRT: | ART / RRT: | ART / RRT: | ART / RRT: | ART / RRT: | ART / RRT: | ART / RRT: | ART / RRT: | ART / RRT: | ART / RRT: | ART / RRT: | ART / RRT: | ART / RRT: | ART / RRT: | ART / RRT: | ART / RRT: | ART / RRT: | ART / RRT: | ART / RRT: | ART / RRT: | ART / RRT: | ART / RRT: | ART / RRT: | ART / RRT: | ART / RRT: | ART / RRT: | ART / RRT: | ART / RRT: | ART / RRT: | ART / RRT: | ART / RRT: | ART / RRT: | ART / RRT: | ART / RRT: | ART / RRT: | ART / RRT: | ART / RRT: | ART / RRT: | ART / RRT: | ART / RRT: | ART / RRT: | ART / RRT: | ART / RRT: | ART / RRT: | ART / RRT: | ART / RRT: | ART / RRT: | ART / RRT: | ART / RRT: | ART / RRT: | ART / RRT: | ART / RRT: | ART / RRT: | ART / RRT: | ART / RRT: | ART / RRT: | ART / RRT: | ART / RRT: | ART / RRT: | ART / RRT: | ART / RRT: | ART / RRT: | ART / RRT: | ART / RRT: | ART / RRT: | ART / RRT: | ART / RRT: | ART / RRT: | ART / RRT: | ART / RRT: | ART / RRT: | ART / RRT: | ART / RRT: | ART / RRT: | ART / RRT: | ART / RRT: | ART / RRT: | ART / RRT: | ART / RRT: | ART / RRT: | ART / RRT: | ART / RRT: | ART / RRT: | ART / RRT: | ART / RRT: | ART / RRT: | ART / RRT: | ART / RRT: | ART / RRT: | ART / RRT: | ART / RRT: | ART / RRT: | ART / RRT: | ART / RRT: | ART / RRT: | ART / RRT: | ART / RRT: | ART / RRT: | ART / RRT: | ART / RRT: | ART / RRT: | ART / RRT: | ART / RRT: | ART / RRT: | ART / RRT: | ART / RRT: | ART / RRT: | ART / RRT: | ART / RRT: | ART / RRT: | ART / RRT: | ART / RRT: | ART / RRT: | ART / RRT: | ART / RRT: | ART / RRT: | ART / RRT: | ART / RRT: | ART / RRT: | ART / RRT: | ART / RRT: | ART / RRT: | ART / RRT: | ART / RRT: | ART / RRT: | ART / RRT: | ART / RRT: | ART / RRT: | ART / RRT: | ART / RRT: | ART / RRT: | ART / RRT: | ART / RRT: | ART / RRT: | ART / RRT: | ART / RRT: | ART / RRT: | ART / RRT: | ART / RRT: | ART / RRT: | ART / RRT: | ART / RRT: | ART / RRT: | ART / RRT: | ART / RRT: | ART / RRT: | ART / RRT: | ART / RRT: | ART / RRT: | ART / RRT: | ART / RRT: | ART / RRT: | ART / RRT: | ART / RRT: | ART / RRT: | ART / RRT: | ART / RRT: | ART / RRT: | ART / RRT: | ART / RRT: | ART / RRT: | ART / RRT: | ART / RRT: | ART / RRT: | ART / RRT: | ART / RRT: | ART / RRT: | ART / RRT: | ART / RRT: | ART / RRT: | ART / RRT: | ART / RRT: | ART / RRT: | ART / RRT: | ART / RRT: | ART / RRT: | ART / RRT: | ART / RRT: | ART / RRT: | ART / RRT: | ART / RRT: | ART / RRT: | ART / RRT: | ART / RRT: | ART / RRT: | ART / RRT: | ART / RRT: | ART / RRT: | ART / RRT: | ART / RRT: | ART / RRT: | ART / RRT: | ART / RRT: | ART / RRT: | ART / RRT: | ART / RRT: | ART / RRT: | ART / RRT: | ART / RRT: | ART / RRT: | ART / RRT: | ART / RRT: | ART / RRT: | ART / RRT: | ART / RRT: | ART / RRT: | ART / RRT: | ART / RRT: | ART / RRT: | ART / RRT: | ART / RRT: | ART / RRT: | ART / RRT: | ART / RRT: | ART / RRT: | ART / RRT: | ART / RRT: | ART / RRT: | ART / RRT: | ART / RRT: | ART / RRT: | ART / RRT: | ART / RRT: | ART / RRT: | ART / RRT: | ART / RRT: | ART / RRT: | ART / RRT: | ART / RRT: | ART / RRT: | ART / RRT: | ART / RRT: | ART / RRT: | ART / RRT: | ART / RRT: | ART / RRT: | ART / RRT: | ART / RRT: | ART / RRT: | ART / RRT: | ART / RRT: | ART / RRT: | ART / RRT: | ART / RRT: | ART / RRT: | ART / RRT: | ART / RRT: | ART / RRT: | ART / RRT: | ART / RRT: | ART / RRT: | ART / RRT: | ART / RRT: | ART / RRT: | ART / RRT: | ART / RRT: | ART / RRT: | ART / RRT: | ART / RRT: | ART / RRT: | ART / RRT: | ART / RRT: | ART / RRT: | ART / RRT: | ART / RRT: | ART / RRT: | ART / RRT: | ART / RRT: | ART / RRT: | ART / RRT: | ART / RRT: | ART / RRT: | ART / RRT: | ART / RRT: | ART / RRT: | ART / RRT: | ART / RRT: | ART / RRT: | ART / RRT: | ART / RRT: | ART / RRT: | ART / RRT: | ART / RRT: | ART / RRT: | ART / RRT: | ART / RRT: | ART / RRT: | ART / RRT: | ART / RRT: | ART / RRT: | ART / RRT: | ART / RRT: | ART / RRT: | ART / RRT: | ART / RRT: | ART / RRT: | ART / RRT: | ART / RRT: | ART / RRT: | ART / RRT: | ART / RRT: | ART / RRT: | ART / RRT: | ART / RRT: | ART / RRT: | ART / RRT: | ART / RRT: | ART / RRT: | ART / RRT: | ART / RRT: | ART / RRT: | ART / RRT: | ART / RRT: | ART / RRT: | ART / RRT: | ART / RRT: | ART / RRT: | ART / RRT: | ART / RRT: | ART / RRT: | ART / RRT: | ART / RRT: | ART / RRT: | ART / RRT: | ART / RRT: | ART / RRT: | ART / RRT: | ART / RRT: | ART / RRT: | ART / RRT: | ART / RRT: | ART / RRT: | ART / RRT: | ART / RRT: | ART / RRT: | ART / RRT: | ART / RRT: | ART / RRT: | ART / RRT: | ART / RRT: | ART / RRT: | ART / RRT: | ART / RRT: | ART / RRT: | ART / RRT: | ART / RRT: | ART / RRT: | ART / RRT: | ART / RRT: | ART / RRT: | ART / RRT: | ART / RRT: | ART / RRT: | ART / RRT: | ART / RRT: | ART / RRT: | ART / RRT: | ART / RRT: | ART / RRT: | ART / RRT: | ART / RRT: | ART / RRT: | ART / RRT: | ART / RRT: | ART / RRT: | ART / RRT: | ART / RRT: | ART / RRT: | ART / RRT: | ART / RRT: | ART / RRT: | ART / RRT: | ART / RRT: | ART / RRT: | ART / RRT: | ART / RRT: | ART / RRT: | ART / RRT: | ART / RRT: | ART / RRT: | ART / RRT: | ART / RRT: | ART / RRT: | ART / RRT: | ART / RRT: | ART / RRT: | ART / RRT: | ART / RRT: | ART / RRT: | ART / RRT: | ART / RRT: | ART / RRT: | ART / RRT: | ART / RRT: | ART / RRT: | ART / RRT: | ART / RRT: | ART / RRT: | ART / RRT: | ART / RRT: | ART / RRT: | ART / RRT: | ART / RRT: | ART / RRT: | ART / RRT: | ART / RRT: | ART / RRT: | ART / RRT: | ART / RRT: | ART / RRT: | ART / RRT: | ART / RRT: | ART / RRT: | ART / RRT: | ART / RRT: | ART / RRT: | ART / RRT: | ART / RRT: | ART / RRT: | ART / RRT: | ART / RRT: | ART / RRT: | ART / RRT: | ART / RRT: | ART / RRT: | ART / RRT: | ART / RRT: | ART / RRT: | ART / RRT: | ART / RRT: | ART / RRT: | ART / RRT: | ART / RRT: | ART / RRT: | ART / RRT: | ART / RRT: | ART / RRT: | ART / RRT: | ART / RRT: | ART / RRT: | ART / RRT: | ART / RRT: | ART / RRT: | ART / RRT: | ART / RRT: | ART / RRT: | ART / RRT: | ART / RRT: | ART / RRT: | ART / RRT: | ART / RRT: | ART / RRT: | ART / RRT: | ART / RRT: | ART / RRT: | ART / RRT: | ART / RRT: | ART / RRT: | ART / RRT: | ART / RRT: | ART / RRT: | ART / RRT: | ART / RRT: | ART / RRT: | ART / RRT: | ART / RRT: | ART / RRT: | ART / RRT: | ART / RRT: | ART / RRT: | ART / RRT: | ART / RRT: | ART / RRT: | ART / RRT: | ART / RRT: | ART / RRT: | ART / RRT: | ART / RRT: | ART / RRT: | ART / RRT: | ART / RRT: | ART / RRT: | ART / RRT: | ART / RRT: | ART / RRT: | ART / RRT: | ART / RRT: | ART / RRT: | ART / RRT: | ART / RRT: | ART / RRT: | ART / RRT: | ART / RRT: | ART / RRT: | ART / RRT: | ART / RRT: | ART / RRT: | ART / RRT: | ART / RRT: | ART / RRT: | ART / RRT: | ART / RRT: | ART / RRT: | ART / RRT: | ART / RRT: | ART / RRT: | ART / RRT: | ART / RRT: | ART / RRT: | ART / RRT: | ART / RRT: | ART / RRT: | ART / RRT: | ART / RRT: | ART / RRT: | ART / RRT: | ART / RRT: | ART / RRT: | ART / RRT: | ART / RRT: | ART / RRT: | ART / RRT: | ART / RRT: | ART / RRT: | ART / RRT: | ART / RRT: | ART / RRT: | ART / RRT: | ART / RRT: | ART / RRT: | ART / RRT: | ART / RRT: | ART / RRT: | ART / RRT: | ART / RRT: | ART / RRT: | ART / RRT: | ART / RRT: | ART / RRT: | ART / RRT: | ART / RRT: | ART / RRT: | ART / RRT: | ART / RRT: | ART / RRT: | ART / RRT: | ART / RRT: | ART / RRT: | ART / RRT: | ART / RRT: | ART / RRT: | ART / RRT: | ART / RRT: | ART / RRT: | ART / RRT: | ART / RRT: | ART / RRT: | ART / RRT: | ART / RRT: | ART / RRT: | ART / RRT: | ART / RRT: | ART / RRT: | ART / RRT: | ART / RRT: | ART / RRT: | ART / RRT: | ART / RRT: | ART / RRT: | ART / RRT: | ART / RRT: | ART / RRT: | ART / RRT: | ART / RRT: | ART / RRT: | ART / RRT: | ART / RRT: | ART / RRT: | ART / RRT: | ART / RRT: | ART / RRT: | ART / RRT: | ART / RRT: | ART / RRT: | ART / RRT: | ART / RRT: | ART / RRT: | ART / RRT: | ART / RRT: | ART / RRT: | ART / RRT: | ART / RRT: | ART / RRT: | ART / RRT: | ART / RRT: | ART / RRT: | ART / RRT: | ART / RRT: | ART / RRT: | ART / RRT: | ART / RRT: | ART / RRT: | ART / RRT: | ART / RRT: | ART / RRT: | ART / RRT: | ART / RRT: | ART / RRT: | ART / RRT: | ART / RRT: | ART / RRT: | ART / RRT: | ART / RRT: | ART / RRT: | ART / RRT: | ART / RRT: | ART / RRT: | ART / RRT: | ART / RRT: | ART / RRT: | ART / RRT: | ART / RRT: | ART / RRT: | ART / RRT: | ART / RRT: | ART / RRT: | ART / RRT: | ART / RRT: | ART / RRT: | ART / RRT: | ART / RRT: | ART / RRT: | ART / RRT: | ART / RRT: | ART / RRT: | ART / RRT: | ART / RRT: | ART / RRT: | ART / RRT: | ART / RRT: | ART / RRT: | ART / RRT: | ART / RRT: | ART / RRT: | ART / RRT: | ART / RRT: | ART / RRT: | ART / RRT: | ART / RRT: | ART / RRT: | ART / RRT: | ART / RRT: | ART / RRT: | ART / RRT: | ART / RRT: | ART / RRT: | ART / RRT: | ART / RRT: | ART / RRT: | ART / RRT: | ART / RRT: | ART / RRT: | ART / RRT: | ART / RRT: | ART / RRT: | ART / RRT: | ART / RRT: | ART / RRT: | ART / RRT: | ART / RRT: | ART / RRT: | ART / RRT: | ART / RRT: | ART / RRT: | ART / RRT: | ART / RRT: | ART / RRT: | ART / RRT: | ART / RRT: | ART / RRT: | ART / RRT: | ART / RRT: | ART / RRT: | ART / RRT: | ART / RRT: | ART / RRT: | ART / RRT: | ART / RRT: | ART / RRT: | ART / RRT: | ART / RRT: | ART / RRT: | ART / RRT: | ART / RRT: | ART / RRT: | ART / RRT: | ART / RRT: | ART / RRT: | ART / RRT: | ART / RRT: | ART / RRT: | ART / RRT: | ART / RRT: | ART / RRT: | ART / RRT: | ART / RRT: | ART / RRT: | ART / RRT: | ART / RRT: | ART / RRT: | ART / RRT: | ART / RRT: | ART / RRT: | ART / RRT: | ART / RRT: | ART / RRT: | ART / RRT: | ART / RRT: | ART / RRT: | ART / RRT: | ART / RRT: | ART / RRT: | ART / RRT: | ART / RRT: | ART / RRT: | ART / RRT: | ART / RRT: | ART / RRT: | ART / RRT: | ART / RRT: | ART / RRT: | ART / RRT: | ART / RRT: | ART / RRT: | ART / RRT: | ART / RRT: | ART / RRT: | ART / RRT: | ART / RRT: | ART / RRT: | ART / RRT: | ART / RRT: | ART / RRT: | ART / RRT: | ART / RRT: | ART / RRT: | ART / RRT: | ART / RRT: | ART / RRT: | ART / RRT: | ART / RRT: | ART / RRT: | ART / RRT: | ART / RRT: | ART / RRT: | ART / RRT: | ART / RRT: | ART / RRT: | ART / RRT: | ART / RRT: | ART / RRT: | ART / RRT: | ART / RRT: | ART / RRT: | ART / RRT: | ART / RRT: | ART / RRT: | ART / RRT: | ART / RRT: | ART / RRT: | ART / RRT: | ART / RRT: | ART / RRT: | ART / RRT: | ART / RRT: | ART / RRT: | ART / RRT: | ART / RRT: | ART / RRT: | ART / RRT: | ART / RRT: | ART / RRT: | ART / RRT: | ART / RRT: | ART / RRT: | ART / RRT: | ART / RRT: | ART / RRT: | ART / RRT: | ART / RRT: | ART / RRT: | ART / RRT: | ART / RRT: | ART / RRT: | ART / RRT: | ART / RRT: | ART / RRT: | ART / RRT: | ART / RRT: | ART / RRT: | ART / RRT: | ART / RRT: | ART / RRT: | ART / RRT: | ART / RRT: | ART / RRT: | ART / RRT: | ART / RRT: | ART / RRT: | ART / RRT: | ART / RRT: | ART / RRT: | ART / RRT: | ART / RRT: | ART / RRT: | ART / RRT: | ART / RRT: | ART / RRT: | ART / RRT: | ART / RRT: | ART / RRT: | ART / RRT: | ART / RRT: | ART / RRT: | ART / RRT: | ART / RRT: | ART / RRT: | ART / RRT: | ART / RRT: | ART / RRT: | ART / RRT: | ART / RRT: | ART / RRT: | ART / RRT: | ART / RRT: | ART / RRT: | ART / RRT: | ART / RRT: | ART / RRT: | ART / RRT: | ART / RRT: | ART / RRT: | ART / RRT: | ART / RRT: | ART / RRT: | ART / RRT: | ART / RRT: | ART / RRT: | ART / RRT: | ART / RRT: | ART / RRT: | ART / RRT: | ART / RRT: | ART / RRT: | ART / RRT: | ART / RRT: | ART / RRT: | ART / RRT: | ART / RRT: | ART / RRT: | ART / RRT: | ART / RRT: | ART / RRT: | ART / RRT: | ART / RRT: | ART / RRT: | ART / RRT: | ART / RRT: | ART / RRT: | ART / RRT: | ART / RRT: | ART / RRT: | ART / RRT: | ART / RRT: | ART / RRT: | ART / RRT: | ART / RRT: | ART / RRT: | ART / RRT: | ART / RRT: | ART / RRT: | ART / RRT: | ART / RRT: | ART / RRT: | ART / RRT: | ART / RRT: | ART / RRT: | ART / RRT: | ART / RRT: | ART / RRT: | ART / RRT: | ART / RRT: | ART / RRT: | ART / RRT: | ART / RRT: | ART / RRT: | ART / RRT: | ART / RRT: | ART / RRT: | ART / RRT: | ART / RRT: | ART / RRT: | ART / RRT: | ART / RRT: | ART / RRT: | ART / RRT: | ART / RRT: | ART / RRT: | ART / RRT: | ART / RRT: | ART / RRT: | ART / RRT: | ART / RRT: | ART / RRT: | ART / RRT: | ART / RRT: | ART / RRT: | ART / RRT: | ART / RRT: | ART / RRT: | ART / RRT: | ART / RRT: | ART / RRT: | ART / RRT: | ART / RRT: | ART / RRT: | ART / RRT: | ART / RRT: | ART / RRT: | ART / RRT: | ART / RRT: | ART / RRT: | ART / RRT: | ART / RRT: | ART / RRT: | ART / RRT: | ART / RRT: | ART / RRT: | ART / RRT: | ART / RRT: | ART / RRT: | ART / RRT: | ART / RRT: | ART / RRT: | ART / RRT: | ART / RRT: | ART / RRT: | ART / RRT: | ART / RRT: | ART / RRT: | ART / RRT: | ART / RRT: | ART / RRT: | ART / RRT: | ART / RRT: | ART / RRT: | ART / RRT: | ART / RRT: | ART / RRT: | ART / RRT: | ART / RRT: | ART / RRT: | ART / RRT: | ART / RRT: | ART / RRT: | ART / RRT: | ART / RRT: | ART / RRT: | ART / RRT: | ART / RRT: | ART / RRT: | ART / RRT: | ART / RRT: | ART / RRT: | ART / RRT: | ART / RRT: | ART / RRT: | ART / RRT: | ART / RRT: | ART / RRT: | ART / RRT: | ART / RRT: | ART / RRT: | ART / RRT: | ART / RRT: | ART / RRT: | ART / RRT: | ART / RRT: | ART / RRT: | ART / RRT: | ART / RRT: | ART / RRT: | ART / RRT: | ART / RRT: | ART / RRT: | ART / RRT: | ART / RRT: | ART / RRT: | ART / RRT: | ART / RRT: | ART / RRT: | ART / RRT: | ART / RRT: | ART / RRT: | ART / RRT: | ART / RRT: | ART / RRT: | ART / RRT: | ART / RRT: | ART / RRT: | ART / RRT: | ART / RRT: | ART / RRT: | ART / RRT: | ART / RRT: | ART / RRT: | ART / RRT: | ART / RRT: | ART / RRT: | ART / RRT: | ART / RRT: | ART / RRT: | ART / RRT: | ART / RRT: | ART / RRT: | ART / RRT: | ART / RRT: | ART / RRT: | ART / RRT: | ART / RRT: | ART / RRT: | ART / RRT: | ART / RRT: | ART / RRT: | ART / RRT: | ART / RRT: | ART / RRT: | ART / RRT: | ART / RRT: | ART / RRT: | ART / RRT: | ART / RRT: | ART / RRT: | ART / RRT: | ART / RRT: | ART / RRT: | ART / RRT: | ART / RRT: | ART / RRT: | ART / RRT: | ART / RRT: | ART / RRT: | ART / RRT: | ART / RRT: | ART / RRT: | ART / RRT: | ART / RRT: | ART / RRT: | ART / RRT: | ART / RRT: | ART / RRT: | ART / RRT: | ART / RRT: | ART / RRT: | ART / RRT: | ART / RRT: | ART / RRT: | ART / RRT: | ART / RRT: | ART / RRT: | ART / RRT: | ART / RRT: | ART / RRT: | ART / RRT: | ART / RRT: | ART / RRT: | ART / RRT: | ART / RRT: | ART / RRT: | ART / RRT: | ART / RRT: | ART / RRT: | ART / RRT: | ART / RRT: | ART / RRT: | ART / RRT: | ART / RRT: | ART / RRT: | ART / RRT: | ART / RRT: | ART / RRT: | ART / RRT: | ART / RRT: | ART / RRT: | ART / RRT: | ART / RRT: | ART / RRT: | ART / RRT: | ART / RRT: | ART / RRT: | ART / RRT: | ART / RRT: | ART / RRT: | ART / RRT: | ART / RRT: | ART / RRT: | ART / RRT: | ART / RRT: | ART / RRT: | ART / RRT: | ART / RRT: | ART / RRT: | ART / RRT: | ART / RRT: | ART / RRT: | ART / RRT: | ART / RRT: | ART / RRT: | ART / RRT: | ART / RRT: | ART / RRT: | ART / RRT: | ART / RRT: | ART / RRT: | ART / RRT: | ART / RRT: | ART / RRT: | ART / RRT: | ART / RRT: | ART / RRT: | ART / RRT: | ART / RRT: | ART / RRT: | ART / RRT: | ART / RRT: | ART / RRT: | ART / RRT: | ART / RRT: | ART / RRT: | ART / RRT: | ART / RRT: | ART / RRT: | ART / RRT: | ART / RRT: | ART / RRT: | ART / RRT: | ART / RRT: | ART / RRT: | ART / RRT: | ART / RRT: | ART / RRT: | ART / RRT: | ART / RRT: | ART / RRT: | ART / RRT: | ART / RRT: | ART / RRT: | ART / RRT: | ART / RRT: | ART / RRT: | ART / RRT: | ART / RRT: | ART / RRT: | ART / RRT: | ART / RRT: | ART / RRT: | ART / RRT: | ART / RRT: | ART / RRT: | ART / RRT: | ART / RRT: | ART / RRT: | ART / RRT: | ART / RRT: | ART / RRT: | ART / RRT: | ART / RRT: | ART / RRT: | ART / RRT: | ART / RRT: | ART / RRT: | ART / RRT: | ART / RRT: | ART / RRT: | ART / RRT: | ART / RRT: | ART / RRT: | ART / RRT: | ART / RRT: | ART / RRT: | ART / RRT: | ART / RRT: | ART / RRT: | ART / RRT: | ART / RRT: | ART / RRT: | ART / RRT: | ART / RRT: | ART / RRT: | ART / RRT: | ART / RRT: | ART / RRT: | ART / RRT: | ART / RRT: | ART / RRT: | ART / RRT: | ART / RRT: | ART / RRT: | ART / RRT: | ART / RRT: | ART / RRT: | ART / RRT: | ART / RRT: | ART / RRT: | ART / RRT: | ART / RRT: | ART / RRT: | ART / RRT: | ART / RRT: | ART / RRT: | ART / RRT: | ART / RRT: | ART / RRT: | ART / RRT: | ART / RRT: | ART / RRT: | ART / RRT: | ART / RRT: | ART / RRT: | ART / RRT: | ART / RRT: | ART / RRT: | ART / RRT: | ART / RRT: | ART / RRT: | ART / RRT: | ART / RRT: | ART / RRT: | ART / RRT: | ART / RRT: | ART / RRT: | ART / RRT: | ART / RRT: | ART / RRT: | ART / RRT: | ART / RRT: | ART / RRT: | ART / RRT: | ART / RRT: | ART / RRT: | ART / RRT: | ART / RRT: | ART / RRT: | ART / RRT: | ART / RRT: | ART / RRT: | ART / RRT: | ART / RRT: | ART / RRT: | ART / RRT: | ART / RRT: | ART / RRT: | ART / RRT: | ART / RRT: | ART / RRT: | ART / RRT: | ART / RRT: | ART / RRT: | ART / RRT: | ART / RRT: | ART / RRT: | ART / RRT: | ART / RRT: | ART / RRT: | ART / RRT: | ART / RRT: | ART / RRT: | ART / RRT: | ART / RRT: | ART / RRT: | ART / RRT: | ART / RRT: | ART / RRT: | ART / RRT: | ART / RRT: | ART / RRT: | ART / RRT: | ART / RRT: | ART / RRT: | ART / RRT: | ART / RRT: | ART / RRT: | ART / RRT: | ART / RRT: | ART / RRT: | ART / RRT: | ART / RRT: | ART / RRT: | ART / RRT: | ART / RRT: | ART / RRT: | ART / RRT: | ART / RRT: | ART / RRT: | ART / RRT: | ART / RRT: | ART / RRT: | ART / RRT: | ART / RRT: | ART / RRT: | ART / RRT: | ART / RRT: | ART / RRT: | ART / RRT: | ART / RRT: | ART / RRT: | ART / RRT: | ART / RRT: | ART / RRT: | ART / RRT: | ART / RRT: | ART / RRT: | ART / RRT: | ART / RRT: | ART / RRT: | ART / RRT: | ART / RRT: | ART / RRT: | ART / RRT: | ART / RRT: | ART / RRT: | ART / RRT: | ART / RRT: | ART / RRT: | ART / RRT: | ART / RRT: | ART / RRT: | ART / RRT: | ART / RRT: | ART / RRT: | ART / RRT: | ART / RRT: | ART / RRT: | ART / RRT: | ART / RRT: | ART / RRT: | ART / RRT: | ART / RRT: | ART / RRT: | ART / RRT: | ART / RRT: | ART / RRT: | ART / RRT: | ART / RRT: | ART / RRT: | ART / RRT: | ART / RRT: | ART / RRT: | ART / RRT: | ART / RRT: | ART / RRT: | ART / RRT: | ART / RRT: | ART / RRT: | ART / RRT: | ART / RRT: | ART / RRT: | ART / RRT: | ART / RRT: | ART / RRT: | ART / RRT: | ART / RRT: | ART / RRT: | ART / RRT: | ART / RRT: | ART / RRT: | ART / RRT: | ART / RRT: | ART / RRT: | ART / RRT: | ART / RRT: | ART / RRT:
__________________________________________________________
Responsável Técnico pela Fiscalização :Joyce Leonel da Silva
CREA/CAU: 5069766460
__________________________________________________________
José Benedito da Silva
PREFEITO MUNICIPAL DE LAVRINHAS